## APC By SE
Vendor | Description | Part number | MSRP
APC BY SCHNEIDER ELECTRIC | MEASURE-UPS SWITCH KIT | AP9513 | 164
APC BY SCHNEIDER ELECTRIC | APC - RACK SCREWS AND NUTS - (PACK OF 32 ) | AR8100 | 95
APC BY SCHNEIDER ELECTRIC | APC SYMMETRA POWER MODULE - POWER SUPPLY - HOT-PLUG / REDUNDANT ( PLUG-IN MODULE | SYPM | 9175
APC BY SCHNEIDER ELECTRIC | APC - UPS BATTERY - LEAD ACID - PLUG-IN MODULE | SYBATT | 1635
APC BY SCHNEIDER ELECTRIC | BATTERY CARTRIDGE - PRISMATIC CELLS - LEAD-ACID - 12V - 7 AH - 2 YEARS REPAIR OR | RBC2 | 102
APC BY SCHNEIDER ELECTRIC | APC - APC REPLACEMENT BATTERY CARTRIDGE #3 - UPS BATTERY - LEAD ACID | RBC3 | 180
APC BY SCHNEIDER ELECTRIC | APC REPLACEMENT BATTERY CARTRIDGE #4 - UPS BATTERY - LEAD ACID | RBC4 | 160
APC BY SCHNEIDER ELECTRIC | APC REPLACEMENT BATTERY CARTRIDGE #5 - UPS BATTERY - LEAD ACID | RBC5 | 170
APC BY SCHNEIDER ELECTRIC | APC REPLACEMENT BATTERY CARTRIDGE, VRLA BATTERY, 11AH, 12VDC, 2-YEAR WARRANTY | RBC6 | 380
APC BY SCHNEIDER ELECTRIC | APC REPLACEMENT BATTERY CARTRIDGE FOR BACK-UPS, 12V 9AH LEAD-ACID BATTERY, 2-YEA | RBC7 | 392
APC BY SCHNEIDER ELECTRIC | APC REPLACEMENT BATTERY CARTRIDGE #8 - UPS BATTERY - LEAD ACID | RBC8 | 479
APC BY SCHNEIDER ELECTRIC | APC REPLACEMENT BATTERY CARTRIDGE #9 - UPS BATTERY - LEAD ACID | RBC9 | 237
APC BY SCHNEIDER ELECTRIC | APC REPLACEMENT BATTERY CARTRIDGE #11 - UPS BATTERY - LEAD ACID | RBC11 | 796
APC BY SCHNEIDER ELECTRIC | 1U CABLE MANAGEMENT ARM | AR8129 | 255
APC BY SCHNEIDER ELECTRIC | APC - POWER SUPPLY - HOT-PLUG / REDUNDANT ( PLUG-IN MODULE ) - AC 200/208/230/24 | SYPM2KU | 4800
APC BY SCHNEIDER ELECTRIC | UPS ( PLUG-IN MODULE ) - AC 200/208/230/240 V - 2.8 KW - 4000 VA | SYPM4KU | 6125
APC BY SCHNEIDER ELECTRIC | 1X SYHFTKT 3X SYPM2KUX3X SYBT2 | SYHF6KT | 2210
APC BY SCHNEIDER ELECTRIC | APC SYMMETRA REDUNDANT INTELLIGENCE MODULE-POWER CONTROL UNIT-LUG-IN MODULE | SYRIM2 | 2295
APC BY SCHNEIDER ELECTRIC | SYMMETRA RM - POWER ARRAY - RACK-MOUNTABLE - 1400 WATTS / 2000 VA - INTERFACES : | SYH2K6RMT | 7345
APC BY SCHNEIDER ELECTRIC | APC SYMMETRA RM 2KVA SCALABLE TO 6KVA N+1 - POWER ARRAY ( RACK-MOUNTABLE ) - AC | SYH2K6RMT-P1 | 8905
APC BY SCHNEIDER ELECTRIC | APC SYMMETRA RM 4FT EXTENDER CABLE FOR 208/240V RM BATTERY CABINET | SYOPT4 | 592
APC BY SCHNEIDER ELECTRIC | APC REPLACEMENT BATTERY CARTRIDGE #12 - UPS BATTERY - 1 X LEAD ACID | RBC12 | 841
APC BY SCHNEIDER ELECTRIC | APC REPLACEMENT BATTERY CARTRIDGE #14 - UPS BATTERY - LEAD ACID | RBC14 | 2575
APC BY SCHNEIDER ELECTRIC | SYMMETRA RM - POWER ARRAY - RACK-MOUNTABLE - ONLINE - AC 208/240 V ( 57 - 63 HZ | SYH4K6RMT | 13325
APC BY SCHNEIDER ELECTRIC | POWER ARRAY - RACK-MOUNTABLE - 6000 VA - BLACK | SYH6K6RMT-P1 | 20565
APC BY SCHNEIDER ELECTRIC | SYMIM2 - APC SYMMETRA MAIN INTELLIGENCE MODULE 2 - 8.25 X 19.25 X 2.25 IN(W X D | SYMIM2 | 2760
APC BY SCHNEIDER ELECTRIC | BACK-UPS CS 500 - UPS - EXTERNAL - STANDBY - AC 120 V - 300 WATT / 500 VA - INTE | BK500 | 253
APC BY SCHNEIDER ELECTRIC | BK350 - UPS - STANDBY - 120V - 210WATT - 350VA - 1 X MANAGEMENT - RS-232 - 9 PIN | BK350 | 187
APC BY SCHNEIDER ELECTRIC | BACK-UPS CS - UPS - EXTERNAL - STANDBY - AC 230 V - 300 WATT / 500 VA - INTERFAC | BK500EI | 233
APC BY SCHNEIDER ELECTRIC | APC SYMMETRA RM 6 KVA SCALABLE TO 6KVA N+1 - POWER ARRAY ( RACK-MOUNTABLE ) - AC | SYH6K6RMT | 18490
APC BY SCHNEIDER ELECTRIC | BATTERY CARTRIDGE - PRISMATIC CELLS - LEAD-ACID - 12V - 9 AH - 2 YEARS REPAIR OR | RBC24 | 789
APC BY SCHNEIDER ELECTRIC | FIXED SHELF - BLACK - PERMANENT PERMISSIBLE LOAD: 250 LB(US) (113.40 KG) STATIC | AR8122BLK | 252
APC BY SCHNEIDER ELECTRIC | SCHNEIDER ELECTRIC AP9551 - POWER DISTRIBUTION UNIT - RACK-MOUNTABLE - BLACK - I | AP9551 | 426
APC BY SCHNEIDER ELECTRIC | UPS BATTERY - LEAD-ACID BATTERY - AC 208/240 V | SYRMXR4B4 | 10645
APC BY SCHNEIDER ELECTRIC | APC SYMMETRA RM 8-12KVA BATTERY MODULE - SYBT3 - 0U RACK UNIT - HEIGHT: 5.31 IN | SYBT3 | 1525
APC BY SCHNEIDER ELECTRIC | NETSHELTER 2 POST RACK BLACK | AR201 | 378
APC BY SCHNEIDER ELECTRIC | 12-24 HARDWARE KIT SCHNEIDER NETSHELTER ACCESSORY HARDWARE KIT | AR8400 | 56
APC BY SCHNEIDER ELECTRIC | BATTERY - LEAD-ACID - 2-6KVA - 2 YEARS REPAIR OR REPLACE WARRANTY | SYBT2 | 1615
APC BY SCHNEIDER ELECTRIC | APC SYMMETRA RM 4KVA SCALABLE TO 6KVA N+1 - POWER ARRAY ( RACK-MOUNTABLE ) - AC | SYH4K6RMT-P1 | 14435
APC BY SCHNEIDER ELECTRIC | PROTECTNET 4 PORT MODULE 1U 19 RACKMOUNT | PRM | 66
APC BY SCHNEIDER ELECTRIC | NETSHELTER 17IN KEYBOARD DRAWER BLACK | AR8126ABLK | 618
APC BY SCHNEIDER ELECTRIC | NETSHELTR 19IN ROTATING KYBRD DRWR BLK | AR8127BLK | 1005
APC BY SCHNEIDER ELECTRIC | SCHNEIDER ELECTRIC - FIXED SHELF 50LBS/22.7KG BLACK - AR8105BLK - 2U RACK UNIT - | AR8105BLK | 164
APC BY SCHNEIDER ELECTRIC | NETSHELTER WX VENTED GLAND PLATES | AR8355 | 81
APC BY SCHNEIDER ELECTRIC | SCHNEIDER ELECTRIC - 1U AIRFLOW MANAGEMENT BLANKING PANEL KIT (QTY 2) BLACK - AR | AR8108BLK | 76
APC BY SCHNEIDER ELECTRIC | NETSHELTER VX-VS 42U SPLIT REAR DOORS 600MM WIDE BLACK | AR8362BLK | 742
APC BY SCHNEIDER ELECTRIC | NETSHELTER WX WALL-MOUNT ENCLOSURE 13U VENTED DOOR BLACK | AR100HD | 1525
APC BY SCHNEIDER ELECTRIC | APC SYMMETRA RM 2-6KVA N+1 FLOOR MOUNT KIT W/CASTERS | SYOPT1 | 1465
APC BY SCHNEIDER ELECTRIC | APC SYMMETRA RM 2-6KVA 208/240V HARDWIRE KIT | SYPD6 | 689
APC BY SCHNEIDER ELECTRIC | APC SYMMETRA RM 208/240V / BACKPLATE KIT W/(3) L6-20R | SYPD7 | 755
APC BY SCHNEIDER ELECTRIC | APC RJ45F/RJ45F, WHITE, IN LINE COUPLER, CAT 5, RJ45F/RJ45F | 47136WH | 13
APC BY SCHNEIDER ELECTRIC | PATCH CABLE/RJ-45 (M)/RJ-45 (M) | 3827GY-10 | 8.8
APC BY SCHNEIDER ELECTRIC | BATTERY CARTRIDGE - LEAD-ACID - BLACK - 2 YEARS REPAIR OR REPLACE WARRANTY | RBC23 | 652
APC BY SCHNEIDER ELECTRIC | APC - APC REPLACEMENT BATTERY CARTRIDGE #18 - UPS BATTERY LEAD ACID | RBC18 | 298
APC BY SCHNEIDER ELECTRIC | BLANKING PANEL KIT 19 BLACK (1U, 2U, 4U, 8U) | AR8101BLK | 229
APC BY SCHNEIDER ELECTRIC | SLIDING SHELF 100LBS/45.5KG BLACK | AR8123BLK | 559
APC BY SCHNEIDER ELECTRIC | BATTERY PACK - LEAD-ACID BATTERY - 24 V | SUA24XLBP | 893
APC BY SCHNEIDER ELECTRIC | APC REPLACEMENT BATTERY CARTRIDGE #22 - UPS BATTERY LEAD ACID | RBC22 | 490
APC BY SCHNEIDER ELECTRIC | PATCH CABLE - RJ45 - MALE - RJ45 - MALE - UNSHIELDED TWISTED PAIR (UTP) - 25FEET | 3827GY-25 | 15
APC BY SCHNEIDER ELECTRIC | PATCH CABLE - RJ-45 (M) - RJ-45 (M) - 30 FT - UTP - ( CAT 5 ) - GRAY | 3827GY-30 | 19.25
APC BY SCHNEIDER ELECTRIC | APC POWER CORDS , INPUT CONNECTIONS: IEC-320 C20 , CORD LENGTH: 6.5 FEET ( 1.98 | AP9879 | 80
APC BY SCHNEIDER ELECTRIC | SERIAL CABLE - 9 PIN D-SUB (DB-9) - MALE - 9 PIN D-SUB (DB-9) - FEMALE - 15 FEET | AP9804 | 71
APC BY SCHNEIDER ELECTRIC | POWER ADAPTER - EXTERNAL - AC 240 V - 24 V - POWER DC JACK | AP9505I | 175
APC BY SCHNEIDER ELECTRIC | AP9570 - POWER DISTRIBUTION UNIT - 1U - 208 V - NEMA L6-30P - 4 IEC 60320 C19 - | AP9570 | 603
APC BY SCHNEIDER ELECTRIC | APC - DATA CABLE PARTITION, NETSHELTER, 750MM WIDE - THE SOLID PARTITION ALLOWS | AR8172BLK | 213
APC BY SCHNEIDER ELECTRIC | APC NETSHELTER CABLE MANAGEMENT, DATA CABLE PARTITION, PASS THROUGH, BLACK, 747 | AR8173BLK | 213
APC BY SCHNEIDER ELECTRIC | APC SYMMETRA RM 2KVA SCALABLE TO 6KVA N+1 - POWER ARRAY ( RACK-MOUNTABLE ) - AC | SYH2K6RMT-TF3 | 8810
APC BY SCHNEIDER ELECTRIC | POWER ARRAY - RACK-MOUNTABLE - AC 230 V | SYH4K6RMI | 13840
APC BY SCHNEIDER ELECTRIC | APC SYMMETRA RM 6 KVA SCALABLE TO 6KVA N+1 - POWER ARRAY ( RACK-MOUNTABLE ) - AC | SYH6K6RMI | 21070
APC BY SCHNEIDER ELECTRIC | SYMIM3 - APC SYMMETRA RM MAIN INTELLIGENCE MODULE - 6.61 X 19.65 X 1.61 IN (W X | SYMIM3 | 2495
APC BY SCHNEIDER ELECTRIC | APC - APC SYMMETRA RM 2KVA SCALABLE TO 6KVA N+1 - POWER ARRAY ( RACK-MOUNTABLE ) | SYH2K6RMI | 8420
APC BY SCHNEIDER ELECTRIC | APC - APC INFRASTRUXURE WHIPS - POWER CABLE - NEMA L21-20 (F) - BARE WIRE - 17 F | PDW17L21-20R | 247
APC BY SCHNEIDER ELECTRIC | APC - APC SERVICE BYPASS PANEL - BYPASS SWITCH ( RACK-MOUNTABLE ) - AC 200/208/2 | SBP10KRMT4U | 3455
APC BY SCHNEIDER ELECTRIC | APC - APC SERVICE BYPASS PANEL - BYPASS SWITCH ( RACK-MOUNTABLE ) - AC 200/240 V | SBP16KP | 2795
APC BY SCHNEIDER ELECTRIC | APC PDU 1-POLE 20AMP, BOLT ON, SQUARE D BREAKER | PD1P20ABBSD | 111
APC BY SCHNEIDER ELECTRIC | APC SYMMETRA RM XR FRAME 220-240V | SYRMXR4I | 3400
APC BY SCHNEIDER ELECTRIC | 1 YEAR EXTENDED WARRANTY FOR (1) HIGH-DENSITY COOLING ENCLOSURE | WEXTWAR1YR-AX-60 | 2825
APC BY SCHNEIDER ELECTRIC | NETSHELTER WX 13U W/THREADED HOLE VERTICAL MOUNTING RAIL GLASS FRONT DOOR BLACK | AR100 | 1525
APC BY SCHNEIDER ELECTRIC | APC AIR DISTRIBUTION UNIT 2U RM 115V 60HZ | ACF001 | 1500
APC BY SCHNEIDER ELECTRIC | APC POWER CORDS , INPUT CONNECTIONS: NEMA L6-20P , CORD LENGTH: 12 FEET ( 3.66 M | AP9871 | 90
APC BY SCHNEIDER ELECTRIC | NETSHELTER MTING KIT FOR SUN SERVERS | AR8005 | 105
APC BY SCHNEIDER ELECTRIC | UPS ( EXTERNAL ) / 350 VA / UPS BATTERY - 1 X LEAD ACID - 4 OUTPUT CONNECTOR(S) | BK350EI | 304
APC BY SCHNEIDER ELECTRIC | SYMMETRA PX - UPS - EXTERNAL - ONLINE - AC 208 V ( 57/63 HZ ) - 40000 WATT / 400 | SY40K40F | 75680
APC BY SCHNEIDER ELECTRIC | CABLE;CAT5 PATCH;RJ45M/RJ45M | 3827GY-15 | 9.6
APC BY SCHNEIDER ELECTRIC | APC BOLT DOWN BRACKET KIT - BLACK | AR8112BLK | 135
APC BY SCHNEIDER ELECTRIC | HEAVY DUTY SLIDING SHELF-185LBS (BLACK) | AR8128BLK | 1080
APC BY SCHNEIDER ELECTRIC | 40KW 208V 1 MOD. 1 MAIN SERV. BYPASS PANEL | SBP40KFC1M1 | 5535
APC BY SCHNEIDER ELECTRIC | POWER CABLE - IEC 320 EN 60320 C19 (F) - NEMA 5-15 (M) - 8 FT | AP9872 | 80
APC BY SCHNEIDER ELECTRIC | APC POWER CORDS , INPUT CONNECTIONS: NEMA 5-20P , CORD LENGTH: 8.2 FEET ( 2.5 ME | AP9873 | 80
APC BY SCHNEIDER ELECTRIC | POWER CABLE - IEC 320 EN 60320 C19 (F) - CEE 7/7 (SCHUKO) (M) - 8 FT | AP9875 | 80
APC BY SCHNEIDER ELECTRIC | POWER CABLE - POWER IEC 320 EN 60320 C19 - FEMALE - POWER IEC 309 - MALE - 8 FT | AP9876 | 133
APC BY SCHNEIDER ELECTRIC | SCHNEIDER ELECTRIC AP9559 - POWER DISTRIBUTION UNIT - RACK-MOUNTABLE - BLACK - I | AP9559 | 523
APC BY SCHNEIDER ELECTRIC | APC SYMMETRA PX - UPS ( EXTERNAL ) - AC 208 V - 30 KW - UPS BATTERY LEAD ACID - | SY30K40F | 63985
APC BY SCHNEIDER ELECTRIC | APC SYMMETRA PX - UPS ( EXTERNAL ) - AC 208 V - 30 KW - UPS BATTERY LEAD ACID - | SY20K40F | 52330
APC BY SCHNEIDER ELECTRIC | SYMMETRA PX EXTENDED RUN PREMIUM BATTERY CABINET( EXTERNAL ) UPS BATTERY-0 | SYCFXR8 | 15045
APC BY SCHNEIDER ELECTRIC | APC - UPS BATTERY - LEAD ACID - PLUG-IN MODULE | SYBT4 | 4035
APC BY SCHNEIDER ELECTRIC | APC REPLACEMENT BATTERY CARTRIDGE #25 WITH 2 YEAR WARRANTY - RBC25 - NOT RACK-MO | RBC25 | 963
APC BY SCHNEIDER ELECTRIC | APC POWER CORDS , INPUT CONNECTIONS: IEC-320 C14 , CORD LENGTH: 8.2 FEET ( 2.5 M | AP9870 | 50
APC BY SCHNEIDER ELECTRIC | APC SYMMETRA RM XR FRAME - UPS ( RACK-MOUNTABLE ) - AC 208/240 V UPS BATTERY - 2 | SYRMXR2B4 | 7810
APC BY SCHNEIDER ELECTRIC | DATA CABLE PARTITION, NETSHELTER, 600MM WIDE | AR8162ABLK | 134
APC BY SCHNEIDER ELECTRIC | SHIELDING PARTITION PASS-THROUGH 600MM WIDE BLACK | AR8163ABLK | 134
APC BY SCHNEIDER ELECTRIC | SHIELDING TROUGH 3RD PARTY ROOF ADAPTER | AR8190BLK | 612
APC BY SCHNEIDER ELECTRIC | ACCESSORY: ADAPTER KIT 23IN TO 19IN MOUNTING | AR8150BLK | 105
APC BY SCHNEIDER ELECTRIC | HORIZONTAL CABLE ORGANIZER SIDE CHANNEL 18 TO 30 INCH ADJUSTMENT | AR8008BLK | 157
APC BY SCHNEIDER ELECTRIC | PATCH CABLE - RJ45 - MALE - RJ45 - MALE - UNSHIELDED TWISTED PAIR (UTP) - 5FEET | 3827GY-5 | 6.5
APC BY SCHNEIDER ELECTRIC | DOUBLE SIDED FIXED SHELF FOR 2-POST RACK 250 LBS BLACK | AR8422 | 226
APC BY SCHNEIDER ELECTRIC | APC AIR DISTRIBUTION UNIT - FAN UNIT - BLACK - 2 U | ACF002 | 1390
APC BY SCHNEIDER ELECTRIC | NETSHELTER WX CASTER KIT | AR8359 | 304
APC BY SCHNEIDER ELECTRIC | APC SYMMETRA PX - UPS ( EXTERNAL ) - AC 120/208 V - 10000 VA - UPS BATTERY - 1 X | SY10K40F | 40920
APC BY SCHNEIDER ELECTRIC | POWER CABLE - IEC 320 EN 60320 C19 (F) - IEC 320 EN 60320 C14 (M) - 6.6 FT | AP9878 | 80
APC BY SCHNEIDER ELECTRIC | APC LADDER BRACKET KIT - BLACK | AR8166ABLK | 184
APC BY SCHNEIDER ELECTRIC | DATA CABLE LADDER 6IN(15CM) WITH BRACKET KIT 120IN LENGTH | AR8164ABLK | 553
APC BY SCHNEIDER ELECTRIC | APC POWER CORDS , INPUT CONNECTIONS: IEC-320 C20 , CORD LENGTH: 6.5 FEET ( 1.98 | AP9877 | 74
APC BY SCHNEIDER ELECTRIC | AP9567 - POWER DISTRIBUTION UNIT - VERTICAL (0U) - NEMA 5-15P - 14 NEMA 5-15R - | AP9567 | 429
APC BY SCHNEIDER ELECTRIC | ROOF FAN TRAY 208/230V 50/60HZ FOR NETSHELTER WX ENCLOSURES | AR8207BLK | 254
APC BY SCHNEIDER ELECTRIC | POWER CABLE - POWER NEMA L5-20 - FEMALE - POWER NEMA L21-20 - MALE - BLACK | AP9883 | 349
APC BY SCHNEIDER ELECTRIC | PATCH CABLE - RJ-45 (M) - RJ-45 (M) - 19.7 FT - UTP - ( CAT 5 ) - GRAY | 3827GY-20 | 12
APC BY SCHNEIDER ELECTRIC | APC - CABLE ORGANIZER - BLACK - 1 U | AR8425A | 118
APC BY SCHNEIDER ELECTRIC | CABLE MANAGEMENT ACCESSORY TO HELP ELIMINATE CABLE STRESS AND MAINTAIN A NEAT, O | AR8426A | 128
APC BY SCHNEIDER ELECTRIC | AP9560 - POWER DISTRIBUTION UNIT - 1U - 120 V - NEMA L5-30P - 10 NEMA 5-20R - BL | AP9560 | 603
APC BY SCHNEIDER ELECTRIC | AP9562 - POWER DISTRIBUTION UNIT - 1U - 120 V - NEMA 5-15P - 10 NEMA 5-15R - BLA | AP9562 | 234
APC BY SCHNEIDER ELECTRIC | AP9563 - RACK PDU, BASIC, 1U, 20A, 120V, (10)5-20, 5-20P - BLACK - CORD LENGTH: | AP9563 | 359
APC BY SCHNEIDER ELECTRIC | AP9564 - POWER DISTRIBUTION UNIT - 1U - 120 V - NEMA L5-20P - 10 NEMA 5-20R - BL | AP9564 | 359
APC BY SCHNEIDER ELECTRIC | CORD RETENTION BRACKET FOR BASIC RACK PDUS | AP9569 | 147
APC BY SCHNEIDER ELECTRIC | BASIC RACK ZERO U - POWER DISTRIBUTION STRIP - RACK-MOUNTABLE - AC 120 V - 24 X | AP7530 | 649
APC BY SCHNEIDER ELECTRIC | AP7540 - POWER DISTRIBUTION UNIT - VERTICAL (0U) - MAIN INPUT VOLTAGE:200 V/208 | AP7540 | 649
APC BY SCHNEIDER ELECTRIC | BASIC RACK ZERO U - POWER DISTRIBUTION STRIP - RACK-MOUNTABLE - AC 208 V - 42 X | AP7562 | 802
APC BY SCHNEIDER ELECTRIC | AP7563 - POWER DISTRIBUTION UNIT - VERTICAL (0U) - MAIN INPUT VOLTAGE:208 V 3 PH | AP7563 | 805
APC BY SCHNEIDER ELECTRIC | BASIC RACK ZERO U - POWER DISTRIBUTION STRIP - RACK-MOUNTABLE - AC 208 - 36 X PO | AP7564 | 805
APC BY SCHNEIDER ELECTRIC | APC REPLACEMENT BATTERY CARTRIDGE #27 UPS BATTERY - LEAD ACID | RBC27 | 937
APC BY SCHNEIDER ELECTRIC | APC REPLACEMENT BATTERY CARTRIDGE #30 - UPS BATTERY - 1 X LEAD ACID | RBC30 | 99
APC BY SCHNEIDER ELECTRIC | APC - RACK CABLE MANAGEMENT KIT | AR8113A | 151
APC BY SCHNEIDER ELECTRIC | 2U HORIZONTAL CABLE ORGANIZER W/ PASS-THRU BLACK - FACILITATES FRONT CABLE MANAG | AR8428 | 115
APC BY SCHNEIDER ELECTRIC | 1U CABLE PASS-THRU W/ BRUSH STRIP BLACK | AR8429 | 95
APC BY SCHNEIDER ELECTRIC | APC LEAK SENSOR - 20 FT (6.1 M) | AP9325 | 736
APC BY SCHNEIDER ELECTRIC | APC LEAK SENSOR EXTENSION CABLE LEAK SENSOR (EXTENDER) - LEAK SENSOR (EXTENDER) | AP9326 | 555
APC BY SCHNEIDER ELECTRIC | APC SYMMETRA PX EXTENDED RUN PREMIUM BATTERY CABINET - POWER ARRAY CABINET ( EXT | SYCFXR8-8 | 40285
APC BY SCHNEIDER ELECTRIC | SMART-UPS - UPS - RACK-MOUNTABLE - LINE INTERACTIVE - AC 230 V - 480 WATTS / 750 | SUA750RMI1U | 1200
APC BY SCHNEIDER ELECTRIC | APC BACKPLATE KIT - POWER PANEL - NEMA 5-15, NEMA 5-20, NEMA L5-30 (F) | SU027RM2U | 149
APC BY SCHNEIDER ELECTRIC | 5IN SOOW, 5-WIRE CABLE | PDW5L21-20R | 177
APC BY SCHNEIDER ELECTRIC | TC 5WIRE WHIP W, L21-20 11 FT | PDW11L21-20R | 276
APC BY SCHNEIDER ELECTRIC | 13FT L21-20 5WIRE WHIP | PDW13L21-20R | 204
APC BY SCHNEIDER ELECTRIC | 15IN SOOW 5-WIRE CABLE | PDW15L21-20R | 254
APC BY SCHNEIDER ELECTRIC | CABLE LADDER 12INCH (30CM) WIDE W/LADDER ATTACHMENT KIT (AR8166ABLK) | AR8165ABLK | 582
APC BY SCHNEIDER ELECTRIC | APC INFRASTRUXURE WHIPS - POWER CABLE - NEMA L21-20 (F) - BARE WIRE - 9 FT | PDW9L21-20R | 195
APC BY SCHNEIDER ELECTRIC | SYMMETRA PX80KW BATTERY FRAME WITH 8 BATTERY MODULES AND STARTUP | SYCF8BF-8 | 32145
APC BY SCHNEIDER ELECTRIC | APC XBOX GAME MANAGER - SURGE SUPPRESSOR ( EXTERNAL ) - AC 120 V - 6 OUTPUT CONN | GMX6VN | 75
APC BY SCHNEIDER ELECTRIC | APC SYMMETRA RM 6 KVA SCALABLE TO 6KVA N+1 - POWER ARRAY ( RACK-MOUNTABLE ) - AC | SYH6K6RMT-TF3 | 20470
APC BY SCHNEIDER ELECTRIC | RELIABLE RACK POWER DISTRIBUTION DESIGNED TO INCREASE MANAGEABILITY AND EFFICIEN | AP9565 | 359
APC BY SCHNEIDER ELECTRIC | SYMMETRA RM - POWER ARRAY - RACK-MOUNTABLE - ONLINE - AC 208/240 V ( 57 - 63 HZ | SYH4K6RMT-TF3 | 14330
APC BY SCHNEIDER ELECTRIC | RACK PDU, BASIC, 1U, 16A, 208V, THE PDU FEATURES 12 IEC 60320 C13 OUTLETS, PROVI | AP9566 | 359
APC BY SCHNEIDER ELECTRIC | NETSHELTER VX SEISMIC 42U ENCLOSURE W/SIDES BLACK | AR2144BLK | 6795
APC BY SCHNEIDER ELECTRIC | IT ENCLOSURES DESIGNED FOR SPECIFIC ENVIRONMENTS AND APPLICATIONS | AR2145BLK | 6235
APC BY SCHNEIDER ELECTRIC | APC SMARTUPS/SMARTUPS RT 2 POST RAIL KITS | AP9625 | 412
APC BY SCHNEIDER ELECTRIC | APC SYMMETRA COMMUNICATIONS CARD | SYCC | 890
APC BY SCHNEIDER ELECTRIC | SYMMETRA XR COMMUNICATIONS CARD - REMOTE MANAGEMENT ADAPTER | SYXRCC | 1580
APC BY SCHNEIDER ELECTRIC | SYRIM3 - APC SYMMETRA RM 2-6KVA AND 8-12KVA REDUNDANT INTELLIGENCE MODULE - NET | SYRIM3 | 1515
APC BY SCHNEIDER ELECTRIC | APC - APC SCHEDULED ASSEMBLY SERVICE - INSTALLATION - ON-SITE - 24X7 | WASSEMEXBAT-PX-23 | 3880
APC BY SCHNEIDER ELECTRIC | APC - APC INFRASTRUXURE MANAGER - LICENSE - 25 NODES - STD | AP9424 | 1755
APC BY SCHNEIDER ELECTRIC | SMART-UPS RT - UPS - EXTERNAL - ON-LINE - AC 220/230/240 V ( 50/60 HZ ) - 700 WA | SURT1000XLI | 3200
APC BY SCHNEIDER ELECTRIC | SYMMETRA LX - POWER ARRAY - EXTERNAL - ONLINE - AC 120/208/240 V ( 47 - 63 HZ ) | SYA4K8P | 18725
APC BY SCHNEIDER ELECTRIC | SYMMETRA LX - POWER ARRAY - EXTERNAL - ONLINE - AC 120/208/240 V ( 47 - 63 HZ ) | SYA8K8P | 24500
APC BY SCHNEIDER ELECTRIC | SYMMETRA LX - POWER ARRAY - EXTERNAL - ONLINE - AC 120/208/240 V ( 47 - 63 HZ ) | SYA8K16P | 24375
APC BY SCHNEIDER ELECTRIC | SYMMETRA LX - POWER ARRAY - EXTERNAL - ONLINE - AC 120/208/240 V ( 47 - 63 HZ ) | SYA12K16P | 30805
APC BY SCHNEIDER ELECTRIC | SYMMETRA LX - POWER ARRAY - EXTERNAL - ONLINE - AC 120/208/240 V ( 47-63 HZ ) - | SYA8K16PXR | 40575
APC BY SCHNEIDER ELECTRIC | SYMMETRA LX - POWER ARRAY - ONLINE - AC 120/208/240 V ( 47 - 63 HZ ) - 9600 WATT | SYA12K16PXR | 45425
APC BY SCHNEIDER ELECTRIC | SYMMETRA LX - POWER ARRAY - RACK-MOUNTABLE - ONLINE - AC 120/208 V - 3200 WATTS/ | SYA4K8RMP | 20450
APC BY SCHNEIDER ELECTRIC | POWER ARRAY - RACK-MOUNTABLE - AC 120/208 V - 6400 WATTS / 8000 VA - RS-232 - 9 | SYA8K8RMP | 27540
APC BY SCHNEIDER ELECTRIC | POWER ARRAY - RACK-MOUNTABLE - ONLINE - AC 120/208/240 V - 8000 VA - RS-232 - 9 | SYA8K16RMP | 25660
APC BY SCHNEIDER ELECTRIC | SYMMETRA LX - POWER ARRAY - RACK-MOUNTABLE - ONLINE - AC 120/208/240 V - 9600 WA | SYA12K16RMP | 33220
APC BY SCHNEIDER ELECTRIC | SYMMETRA LX - POWER ARRAY - RACK-MOUNTABLE - AC 120/208/240 V - 12800 WATT /1600 | SYA16K16RMP | 44045
APC BY SCHNEIDER ELECTRIC | POWER ARRAY CABINET - RACK-MOUNTABLE | SYAF8KRMT | 15315
APC BY SCHNEIDER ELECTRIC | APC SYMMETRA LX 16KVA N+1 RACKMOUNT FRAM | SYAF16KRMT | 21825
APC BY SCHNEIDER ELECTRIC | UPS - INTERNAL - ONLINE - AC 120/208 V ( 47 - 63 HZ ) - 3200 WATT / 4000 VA - HI | SYPM4KP | 6360
APC BY SCHNEIDER ELECTRIC | APC SYMMETRA LX 4KVA BATTERY MODULE | SYBT5 | 1705
APC BY SCHNEIDER ELECTRIC | BACK-UPS CS - UPS - EXTERNAL - STANDBY - AC 120 V - 300 WATT / 500 VA - INTERFAC | BK500BLK | 246
APC BY SCHNEIDER ELECTRIC | SYMMETRA PX INTELLIGENCE MODULE | SYMIM4 | 3875
APC BY SCHNEIDER ELECTRIC | APC - APC SCHEDULED ASSEMBLY SERVICE AND START-UP SERVICE - ON-SITE | WASSEMUPS-3R-SY-00 | 3735
APC BY SCHNEIDER ELECTRIC | APC - RACK RAIL KIT - GRAY FOR APC SMART-UPS RM 2200VA XL,3000VA | SU032A | 140
APC BY SCHNEIDER ELECTRIC | APC - APC SCHEDULED ASSEMBLY SERVICE - INSTALLATION - ON-SITE - 24X7 | WASSEM1-5R-PX-20 | 1550
APC BY SCHNEIDER ELECTRIC | PATCH CABLE - RJ45 - MALE - RJ45 - MALE - UNSHIELDED TWISTED PAIR (UTP) - GREY | 3827GY-100 | 76
APC BY SCHNEIDER ELECTRIC | APC - APC PRE-CFG 20 KW UPS PDU 208 V W/9 OUT | ISX20K20F | 61005
APC BY SCHNEIDER ELECTRIC | AP9568 - POWER DISTRIBUTION UNIT - VERTICAL (0U) - IEC 60320 C14 - 15 IEC 60320 | AP9568 | 429
APC BY SCHNEIDER ELECTRIC | AP7582 - POWER DISTRIBUTION UNIT - 2U - MAIN INPUT VOLTAGE:200 V/208 V - 12 NEMA | AP7582 | 1095
APC BY SCHNEIDER ELECTRIC | USB CABLE - USB TYPE A LEFT CONNECTOR - MALE LEFT GENDER - 15 PIN HD D-SUB (HD-1 | AP5253 | 117
APC BY SCHNEIDER ELECTRIC | KEYBOARD / VIDEO / MOUSE (KVM) CABLE - 15 PIN HD D-SUB (HD-15); 4 PIN USB TYPE A | AP5257 | 156
APC BY SCHNEIDER ELECTRIC | AUTOMATIC VOLTAGE REGULATION FOR PROTECTION AGAINST BROWNOUTS AND OVERVOLTAGES | LE600I | 102
APC BY SCHNEIDER ELECTRIC | CORD RETENTION BRACKETS AND VERTICAL-MOUNT BRACKET KITS TO COMPLETE RACK POWER D | AP7400 | 112
APC BY SCHNEIDER ELECTRIC | APC BATTERYPACK - UPS BATTERY LEAD ACID | SURT192XLBP | 2630
APC BY SCHNEIDER ELECTRIC | SMART-UPS RT 192V RM BATTERY PACK - UPS BATTERY - LEAD ACID - 3 U | SURT192RMXLBP | 3075
APC BY SCHNEIDER ELECTRIC | APC SERVICE BYPASS PANEL BYPASS SWITCH ( RACK-MOUNTABLE ) - AC 200/208/240 V - 4 | SBP5000RMT2U | 1685
APC BY SCHNEIDER ELECTRIC | TRANSFORMER - EXTERNAL - AC 120/208/220-240 V - 4800 VA - 8 X POWER NEMA 5-20, 1 | SURT003 | 1940
APC BY SCHNEIDER ELECTRIC | APC SMART-UPS RT 3/5/6KVA INPUT/OUTPUT HARDWIRE KIT | SURT007 | 485
APC BY SCHNEIDER ELECTRIC | APC SMART-UPS RT 19IN RAIL KIT FOR SMART-UPS RT 3/5/7.5/10KVA | SURTRK2 | 437
APC BY SCHNEIDER ELECTRIC | APC NETSHELTER CABLE MANAGEMENT, VERTICAL CABLE MANAGER, CABLE RINGS, SET OF 8, | AR8442 | 337
APC BY SCHNEIDER ELECTRIC | APC DS ONLY 1 YR EXT WARR FOR ACPA4000 | WEXTWAR1YR-AX-12 | 603
APC BY SCHNEIDER ELECTRIC | BASIC RACK 2U - POWER DISTRIBUTION STRIP - RACK-MOUNTABLE - AC 100/120/200/208 V | AP7580 | 1100
APC BY SCHNEIDER ELECTRIC | SMART-UPS RT - UPS - EXTERNAL - ONLINE - AC 120/208/240 V - 8000 WATT / 10000 VA | SURT10000XLT-2TF3 | 10440
APC BY SCHNEIDER ELECTRIC | AP7581 - POWER DISTRIBUTION UNIT - 2U - MAIN INPUT VOLTAGE:200 V/208 V - 4 NEMA | AP7581 | 1100
APC BY SCHNEIDER ELECTRIC | APC REPLACEMENT BATTERY CARTRIDGE FOR SMART-UPS LINE INTERACTIVE, 48V 10AH LEAD- | RBC43 | 917
APC BY SCHNEIDER ELECTRIC | APC EXTENDED WARRANTY EXTENDED SERVICE AGREEMENT - PARTS - 1 YEAR - SHIPMENT - 8 | WEXTWAR1YR-AX-10 | 177
APC BY SCHNEIDER ELECTRIC | APC BASIC RACK PDU POWER DISTRIBUTION STRIP ( RACK-MOUNTABLE ) - AC 120/208 V - | AP7584 | 1100
APC BY SCHNEIDER ELECTRIC | SERVICE BYPASS PANEL BYPASS SWITCH ( RACK-MOUNTABLE ) - AC 100/120 V - 8 OUTPUT | SBP3000RM2U | 1345
APC BY SCHNEIDER ELECTRIC | APC - APC SERVICE BYPASS PANEL - BYPASS SWITCH ( RACK-MOUNTABLE ) - AC 200/208/2 | SBP16KRMP4U-HW | 2815
APC BY SCHNEIDER ELECTRIC | APC - APC SERVICE BYPASS PANEL - BYPASS SWITCH - AC 200/208/240 V | SBP16KT | 639
APC BY SCHNEIDER ELECTRIC | POWER CORD, C14 TO CEE 7/7 SCHUKO, 0.6M | AP9880 | 80
APC BY SCHNEIDER ELECTRIC | KVM SWITCH - 2 - 1 LOCAL USER - EXTERNAL | 58042 | 219
APC BY SCHNEIDER ELECTRIC | INFRASTRUXURE - POWER DISTRIBUTION UNIT - EXTERNAL - AC 208 V - 1 X POWER NEMA L | PD40F6FK1-M | 33810
APC BY SCHNEIDER ELECTRIC | NETSHELTER RS 4 POST RACK PDU ADAPTER BRACKETS | AR8417 | 178
APC BY SCHNEIDER ELECTRIC | APC - RACK MOUNTING PLATE - BLACK | AR8416 | 44.99
APC BY SCHNEIDER ELECTRIC | APC POWER CORDS , INPUT CONNECTIONS: IEC-320 C14 , CORD LENGTH: 2 FEET ( 0.61 ME | AP9890 | 83
APC BY SCHNEIDER ELECTRIC | APC TEMPERATURE & HUMIDITY SENSOR WITH DISPLAY | AP9520TH | 445
APC BY SCHNEIDER ELECTRIC | POWER CORD SPLITTER, L21-20P TO (3)L6-20R | AP9884 | 285
APC BY SCHNEIDER ELECTRIC | APC REPLACEMENT BATTERY CARTRIDGE FOR BACK-UPS, 12V 9AH LEAD-ACID BATTERY, 2-YEA | RBC17 | 103
APC BY SCHNEIDER ELECTRIC | BK650EI - UPS - STANDBY - 230 V - 400WATT - 650VA - 1 X MANAGEMENT - RS-232C/USB | BK650EI | 295
APC BY SCHNEIDER ELECTRIC | POWER DISTRIBUTION UNIT - RACK-MOUNTABLE - AC 230 V - 16 X POWER IEC 320 EN 6032 | AP7950 | 1220
APC BY SCHNEIDER ELECTRIC | PWRCRD8FT IN/NEMA5-15P OUT/IEC320 120V | AP9893 | 44
APC BY SCHNEIDER ELECTRIC | POWER DISTRIBUTION PANEL - AC 208 V - 1 X POWER NEMA L14-30, 2 X POWER NEMA L5-2 | SYAPD1 | 758
APC BY SCHNEIDER ELECTRIC | EMERGENCY POWEROFF CIRCUITSYSTEM | EPW9 | 1440
APC BY SCHNEIDER ELECTRIC | APC SMART-UPS RT 19 RAIL KIT 1 - 2.2KVA | SURTRK | 437
APC BY SCHNEIDER ELECTRIC | APC SMART-UPS RT 48V BATTERY PACK - UPS BATTERY - 2 X LEAD ACID - BLACK - 2 YEAR | SURTA48XLBP | 1440
APC BY SCHNEIDER ELECTRIC | POWER CORDS - POWER NEMA L6-30P - MALE LEFT GENDER - POWER IEC 320 EN 60320 C19 | AP9896 | 87
APC BY SCHNEIDER ELECTRIC | APC - APC SCHEDULED ASSEMBLY SERVICE - INSTALLATION - ON-SITE - 24X7 | WASSEMEXBAT-PX-33 | 5020
APC BY SCHNEIDER ELECTRIC | APC SMART-UPS RT TOWER ISOLATION/STEP-DOWN TRANSFORMER - TRANSFORMER - 4600 VA | SURT004 | 2030
APC BY SCHNEIDER ELECTRIC | APC PDU 3-POLE 20AMP, BOLT ON, SQUARE | PD3P20ABBSD | 198
APC BY SCHNEIDER ELECTRIC | APC - APC RACK DISTRIBUTION PANEL POWER DISTRIBUTION PANEL ( RACK-MOUNTABLE ) - | PDRDPF10U-R | 10610
APC BY SCHNEIDER ELECTRIC | APC - BYPASS SWITCH - AC 200/208/240 V - 6 OUTPUT CONNECTOR(S) | SBP16KRMP4U | 3175
APC BY SCHNEIDER ELECTRIC | APC - SCSI EXTERNAL CABLE HD-68 (M) - HD-68 (M) - 6 FT | 3730-6 | 77.99
APC BY SCHNEIDER ELECTRIC | POWER BACKPLATE - BLACK - 2 X POWER NEMA L6-30 - FEMALE | SYPD11 | 781
APC BY SCHNEIDER ELECTRIC | AP7532 - POWER DISTRIBUTION UNIT - VERTICAL (0U) - 100 V;120 V - 24 NEMA 5-20R - | AP7532 | 805
APC BY SCHNEIDER ELECTRIC | POWER DISTRIBUTION UNIT - VERTICAL (0U) - 200 V, 208 V, 230 V, - 20 IEC 60320 C1 | AP7541 | 788
APC BY SCHNEIDER ELECTRIC | APC - USB CABLE - 4 PIN USB TYPE A TO RJ45 | AP9827 | 48
APC BY SCHNEIDER ELECTRIC | BASIC RACK - POWER DISTRIBUTION STRIP - RACK-MOUNTABLE - AC 100/120/200/208 V - | AP7583 | 1100
APC BY SCHNEIDER ELECTRIC | POWER CORD, C14 TO BS1363 (UK), 0.6M | AP9881 | 80
APC BY SCHNEIDER ELECTRIC | SMART-UPS XL - UPS - RACK/TOWER - LINE-INTERACTIVE - AC 220/230/240 V - 1425 WAT | SUM1500RMXLI2U | 2720
APC BY SCHNEIDER ELECTRIC | APC SMART-UPS XL MODULAR 48V EXTENDED RUN BATTERY PACK | SUM48RMXLBP2U | 2035
APC BY SCHNEIDER ELECTRIC | SYMMETRA LX - POWER ARRAY - RACK-MOUNTABLE - ONLINE - AC 220/230/240 V - 16000 V | SYA16K16RMI | 40490
APC BY SCHNEIDER ELECTRIC | APC SCHEDULED ASSEMBLY SERVICE AND START-UP SERVICE OF 1-5KVA - INSTALLATION | WASSEMUPS-3R-SB-00 | 2800
APC BY SCHNEIDER ELECTRIC | 1U 19 BLACK MODULAR TOOLLESS AIRFLOW MANAGEMENT BLANKING PANEL - QTY 10 | AR8136BLK | 130
APC BY SCHNEIDER ELECTRIC | POWER CORD, C19 TO C20, 4.5M , AP9887 | AP9887 | 263
APC BY SCHNEIDER ELECTRIC | UPS BATTERY - LEAD-ACID BATTERY - 12 VOLT - 3.2 AH | RBC35 | 83
APC BY SCHNEIDER ELECTRIC | APC - APC SMART-UPS VT EXTENDED RUN XR ENCLOSURE - BATTERY CABINET ( EXTERNAL ) | SUVTBXR6B6S | 16085
APC BY SCHNEIDER ELECTRIC | APC REPLACEMENT BATTERY CARTRIDGE FOR SMART-UPS LINE INTERACTIVE, 24V 17AH LEAD- | RBC48 | 236
APC BY SCHNEIDER ELECTRIC | APC INFRASTRUXURE WHIPS - POWER CABLE - NEMA L21-20 (F) - BARE WIRE - 21 FT | PDW21L21-20R | 238
APC BY SCHNEIDER ELECTRIC | UPS BATTERY - LEAD-ACID BATTERY -INTERNAL | RBC32 | 175
APC BY SCHNEIDER ELECTRIC | SWITCHED RACK - POWER DISTRIBUTION STRIP - RACK-MOUNTABLE - AC 208 V - 24 X POWE | AP7990 | 1385
APC BY SCHNEIDER ELECTRIC | APC - APC SMART-UPS VT EXTENDED RUN FRAME - BATTERY CABINET ( EXTERNAL ) UPS BAT | SUVTBXR2B6S | 12395
APC BY SCHNEIDER ELECTRIC | APC SMARTSLOT TRIPLE CHASSIS BLACK | AP9604BLK | 593
APC BY SCHNEIDER ELECTRIC | SMART-UPS RT - UPS - EXTERNAL - ONLINE - AC 120 V ( 50/60 HZ ) - 2100 WATT / 300 | SURTA3000XL | 6070
APC BY SCHNEIDER ELECTRIC | APC SYMMETRA LX 8KVA SCALABLE TO 16KVA N+1 RACK-MOUNT, 220, 230, 240V OR 380, 40 | SYA8K16RMI | 25845
APC BY SCHNEIDER ELECTRIC | APC SYMMETRA LX 4KVA POWER MODULE, 220/230/240V | SYPM4KI | 8805
APC BY SCHNEIDER ELECTRIC | APC - KEYBOARD / VIDEO / MOUSE (KVM) CABLE - 6 PIN PS/2, HD-15 (M) - HD-15 (M) - | AP5264 | 76
APC BY SCHNEIDER ELECTRIC | POWER CABLE - POWER IEC 320 EN 60320 C20 - MALE - POWER IEC 320 EN 60320 C19 - F | AP9892 | 44
APC BY SCHNEIDER ELECTRIC | APC SYMMETRA RM XR FRAME - UPS ( RACK-MOUNTABLE ) - AC 208/240 V UPS BATTERY - 2 | SYPD3 | 756
APC BY SCHNEIDER ELECTRIC | UPS BATTERY - LEAD-ACID BATTERY - INTERNAL | RBC33 | 215
APC BY SCHNEIDER ELECTRIC | PATCH CABLE - RJ45 - MALE - RJ45 - MALE - UNSHIELDED TWISTED PAIR (UTP) - 35FEET | 3827GY-35 | 21
APC BY SCHNEIDER ELECTRIC | BATTERY CARTRIDGE - LEAD-ACID - 2 YEARS REPAIR OR REPLACE WARRANTY | RBC57 | 667
APC BY SCHNEIDER ELECTRIC | 1U 19 BLACK MODULAR TOOLLESS AIRFLOW MANAGEMENT BLANKING PANEL - QTY 200 | AR8136BLK200 | 1385
APC BY SCHNEIDER ELECTRIC | KVM DAISY-CHAIN CABLE - 25 PIN D-SUB (DB-25) - MALE - 25 PIN D-SUB (DB-25) - FEM | AP5263 | 139
APC BY SCHNEIDER ELECTRIC | APC SMART-UPS RT 15FT EXTENSION CABLE FOR 192VDC EXTERNAL BATTERY PACKS | SURT008 | 820
APC BY SCHNEIDER ELECTRIC | BATTERY CARTRIDGE - LEAD-ACID - BLACK - 2 YEARS REPAIR OR REPLACE WARRANTY | RBC34 | 568
APC BY SCHNEIDER ELECTRIC | APC SERVICE BYPASS PANEL - BYPASS SWITCH ( RACK-MOUNTABLE ) - AC 200/208/240 V - | SBP6KRMT2U | 2120
APC BY SCHNEIDER ELECTRIC | DC RECTIFIER 50A ,54V ,SERIAL HORIZ, N+1 REDUNDANCY ,RACK MOUNT,BLACK | DCPM28HN54SH0 | 1390
APC BY SCHNEIDER ELECTRIC | BREAKERS, CORDSET AND ACCESSORIES TO UPGRADE AND EXPAND THE POWER DISTRIBUTION U | PD2P30ABBSD | 101
APC BY SCHNEIDER ELECTRIC | SMART-UPS SC - UPS - RACK-MOUNTABLE - LINE INTERACTIVE - AC 230 V ( 47 - 63 HZ ) | SC450RMI1U | 595
APC BY SCHNEIDER ELECTRIC | POWER ARRAY CABINET - RACK-MOUNTABLE - BLACK | SYARMXR9B9 | 17770
APC BY SCHNEIDER ELECTRIC | APC DATA DISTRIBUTION CABLE - NETWORK CABLE - RJ-45 (F) - RJ-45 (F) - 17 FT - UT | DDCC5E-017 | 231
APC BY SCHNEIDER ELECTRIC | APC DATA DISTRIBUTION CABLE - NETWORK CABLE - RJ-45 (F) - RJ-45 (F) - 27 FT - UT | DDCC5E-027 | 230
APC BY SCHNEIDER ELECTRIC | APC DATA DISTRIBUTION CABLE - NETWORK CABLE - RJ-45 (F) - RJ-45 (F) - 21 FT - UT | DDCC5E-021 | 246
APC BY SCHNEIDER ELECTRIC | APC DATA DISTRIBUTION CABLE - NETWORK CABLE - RJ-45 (F) - RJ-45 (F) - 29 FT - UT | DDCC5E-029 | 222
APC BY SCHNEIDER ELECTRIC | APC DATA DISTRIBUTION CABLE - NETWORK CABLE - RJ-45 (F) - RJ-45 (F) - 25 FT - UT | DDCC5E-025 | 162
APC BY SCHNEIDER ELECTRIC | APC DATA DISTRIBUTION CABLE - NETWORK CABLE - RJ-45 (F) - RJ-45 (F) - 33 FT - UT | DDCC5E-033 | 180
APC BY SCHNEIDER ELECTRIC | APC DATA DISTRIBUTION CABLE - NETWORK CABLE - RJ-45 (F) - RJ-45 (F) - 37 FT - UT | DDCC5E-037 | 233
APC BY SCHNEIDER ELECTRIC | APC DATA DISTRIBUTION CABLE - NETWORK CABLE - RJ-45 (F) - RJ-45 (F) - 41 FT - UT | DDCC5E-041 | 190
APC BY SCHNEIDER ELECTRIC | APC DATA DISTRIBUTION 1U PANEL, HOLDS 4 EACH DATA DISTRIBUTION CABLES FOR A TOTA | AR8451 | 69
APC BY SCHNEIDER ELECTRIC | APC SERVICE BYPASS PANEL - BYPASS SWITCH ( RACK-MOUNTABLE ) - AC 100/120 V - 1 O | SBP3000 | 1185
APC BY SCHNEIDER ELECTRIC | APC SYMMETRA LX EXTENDED RUN TOWER - 208V | SYAXR9B9 | 17035
APC BY SCHNEIDER ELECTRIC | AP9572 - POWER DISTRIBUTION UNIT - VERTICAL (0U) - IEC 60320 C20 - 15 IEC 60320 | AP9572 | 534
APC BY SCHNEIDER ELECTRIC | 1 YEAR NEXT BUSINESS DAY ON-SITE SERVICE | WONSITENBD-SB-15 | 1200
APC BY SCHNEIDER ELECTRIC | SUN BRACKET SET FOR RACKMOUNT KEYBOARD MONITOR MOUSE | AP5012 | 35
APC BY SCHNEIDER ELECTRIC | APC KVM CONSOLE EXTENDER | AP5203 | 489
APC BY SCHNEIDER ELECTRIC | APC RACK STATUS BEACON - BLACK, YELLOW | AP9324 | 299
APC BY SCHNEIDER ELECTRIC | APC SYMMETRA LX MODULE CTO KIT- UPS FRAME | SYAOPT2 | 495
APC BY SCHNEIDER ELECTRIC | BATTERY CARTRIDGE - LEAD-ACID - 2 YEARS REPAIR OR REPLACE WARRANTY | RBC26 | 542
APC BY SCHNEIDER ELECTRIC | APC EXTENDED RUN - POWER ARRAY CABINET ( RACK-MOUNTABLE ) - AC 208 V UPS BATTERY | SYARMXR3B3 | 6630
APC BY SCHNEIDER ELECTRIC | SYMMETRA PX 40 KVA EXTENDED RUN FRAME W/ A START-UP | SYCFXR8S | 15735
APC BY SCHNEIDER ELECTRIC | APC SYMMETRA LX EXTENDED RUN TOWER W/9 SYBT5, 230V | SYAXR9B9I | 16550
APC BY SCHNEIDER ELECTRIC | APC SYMMETRA LX 8KVA SCALABLE TO 16KVA N+1 TOWER, 220/230/240V OR 480/400/415V | SYA8K16I | 23340
APC BY SCHNEIDER ELECTRIC | APC TEMPERATURE SENSOR | AP9335T | 137
APC BY SCHNEIDER ELECTRIC | APC TEMPERATURE & HUMIDITY SENSOR - BLACK - 2 YEARS WARRANTY | AP9335TH | 220
APC BY SCHNEIDER ELECTRIC | APC SYCF40KF SYMMETRA PX 40KW FRAME, 208V | SYCF40KF | 29625
APC BY SCHNEIDER ELECTRIC | APC NETBOTZ UNIVERSAL POWER SUPPLY | NBAC0103 | 40
APC BY SCHNEIDER ELECTRIC | APC NETBOTZ 0-5V SENSOR CABLE | NBAC0231 | 67
APC BY SCHNEIDER ELECTRIC | APC NETBOTZ SURVEILLANCE 10 NODE PACK | NBSV1010 | 3040
APC BY SCHNEIDER ELECTRIC | NETBOTZ 320 RACK APPLIANCE W/ CAMERA | NBRK0320 | 1325
APC BY SCHNEIDER ELECTRIC | APC NETBOTZ SURVEILLANCE 5 NODE LICENSE ADD ON | NBSV1005 | 1780
APC BY SCHNEIDER ELECTRIC | APC NETBOTZ EXTENDED STORAGE SYSTEM 60GB WITH BRACKET | NBAS0201 | 641
APC BY SCHNEIDER ELECTRIC | NETSHELTER WX FAN TRAY 120VAC BLACK | AR8206ABLK | 315
APC BY SCHNEIDER ELECTRIC | NETSHELTER SX 42U 600MM WIDE X 1070MM DEEP ENCLOSURE WITH SIDES BLACK | AR3100 | 3505
APC BY SCHNEIDER ELECTRIC | APC REPLACEMENT BATTERY CARTRIDGE FOR SMART-UPS LINE INTERACTIVE, 12V 17AH LEAD- | RBC55 | 805
APC BY SCHNEIDER ELECTRIC | APC SYMMETRA 3 BATTERY RACKMOUNT XR FRAME (208/120V REGIONS) | SYBFXR3RM | 2295
APC BY SCHNEIDER ELECTRIC | APC NETBOTZ SURVEILLANCE BASE (HW,SW,15 NODES) | NBSV1000 | 6105
APC BY SCHNEIDER ELECTRIC | LADDER ANGLE CLAMP KIT | AR8462 | 239
APC BY SCHNEIDER ELECTRIC | LADDER STACKING KIT | AR8463 | 290
APC BY SCHNEIDER ELECTRIC | LADDER WALL TERMINATION KIT 6 AND 12 WIDE | AR8465 | 115
APC BY SCHNEIDER ELECTRIC | CABLE LADDER 6 (15CM) WIDE (QTY 1) | AR8164AKIT | 430
APC BY SCHNEIDER ELECTRIC | CABLE TREE FOR NETSHELTER SX | AR7505 | 389
APC BY SCHNEIDER ELECTRIC | NETWORK CABLE - RJ-45 (F) - RJ-45 (F) - 23 FT - UTP - ( CAT 5E ) - GRAY | DDCC5E-023 | 203
APC BY SCHNEIDER ELECTRIC | APC DATA DISTRIBUTION CABLE, CAT5E UTP CMR GRAY, 6XRJ-45 JACK TO 6XRJ-45 JACK, 3 | DDCC5E-035 | 297
APC BY SCHNEIDER ELECTRIC | NETWORK CABLE - RJ-45 (F) - RJ-45 (F) - 11 FT - UTP - ( CAT 5E ) - GRAY | DDCC5E-011 | 174
APC BY SCHNEIDER ELECTRIC | APC DATA DISTRIBUTION CABLE, CAT5E UTP CMR GRAY, 6XRJ-45 JACK TO 6XRJ-45 JACK, 1 | DDCC5E-013 | 217
APC BY SCHNEIDER ELECTRIC | NETWORK CABLE - RJ-45 (F) - RJ-45 (F) - 15 FT - UTP - ( CAT 5E ) - GRAY | DDCC5E-015 | 224
APC BY SCHNEIDER ELECTRIC | APC DATA DISTRIBUTION CABLE, CAT5E UTP CMR GRAY, 6XRJ-45 JACK TO 6XRJ-45 JACK, 1 | DDCC5E-019 | 239
APC BY SCHNEIDER ELECTRIC | NETSHELTER SX 42U VERTICAL PDU MOUNT AND CABLE ORGANIZER | AR7502 | 284
APC BY SCHNEIDER ELECTRIC | AP7553 - POWER DISTRIBUTION UNIT - VERTICAL (0U) - MAIN INPUT VOLTAGE:200 V/208 | AP7553 | 805
APC BY SCHNEIDER ELECTRIC | NETSHELTER SX BOLT-DOWN KIT | AR7701 | 177
APC BY SCHNEIDER ELECTRIC | AR7707NETSHELTER SX 750MM CABLE RING SET | AR7707 | 177
APC BY SCHNEIDER ELECTRIC | APC REPLACEMENT BATTERY CARTRIDGE #13 - UPS BATTERY LEAD ACID | RBC13 | 2570
APC BY SCHNEIDER ELECTRIC | 1 YEAR EXTENDED WARRANTY STOCKABLE | WBEXTWAR1YR-SY14 | 779
APC BY SCHNEIDER ELECTRIC | PALLET CUSHIONED NETSHELTER CTO 2000# CAP | 873-0156A | 193
APC BY SCHNEIDER ELECTRIC | APC SYMMETRA LX MODULE CTO KIT- XR 9 FRAME | SYAOPT2XR9 | 444
APC BY SCHNEIDER ELECTRIC | NETSHELTER SX 600MM/750MM STABLILIZER PLATE | AR7700 | 190
APC BY SCHNEIDER ELECTRIC | NETSHELTER SX ROOF FAN TRAY 115 VAC | ACF501 | 569
APC BY SCHNEIDER ELECTRIC | ROOF FAN TRAY 120VAC 50/60HZ FOR NETSHELTER SX 750MM WIDE X 1070MM DEEP ENCLOSUR | ACF503 | 855
APC BY SCHNEIDER ELECTRIC | NETSHELTER SX ROOF FAN TRAY 208-230 VAC 750MM | ACF504 | 855
APC BY SCHNEIDER ELECTRIC | APC DATA DISTRIBUTION CABLE, CAT5E UTP CMR GRAY, 6XRJ-45 JACK TO 6XRJ-45 JACK, 7 | DDCC5E-007 | 137
APC BY SCHNEIDER ELECTRIC | NETWORK CABLE - RJ-45 (F) - RJ-45 (F) - 9 FT - UTP - ( CAT 5E ) - GRAY | DDCC5E-009 | 164
APC BY SCHNEIDER ELECTRIC | APC SYMMETRA LX 9 BATTERY TOWER XR FRAME, 208V | SYBFXR9 | 4385
APC BY SCHNEIDER ELECTRIC | SYMMETRA PX STATIC SWITCH MODULE, 208V | SYSW40KF | 4370
APC BY SCHNEIDER ELECTRIC | APC SYMMETRA PX 80KW SWITCH STATIC SWITCH MODULE, 208V | SYSW80KF | 10955
APC BY SCHNEIDER ELECTRIC | NETSHELTER SX 42U/48U BAYING TRIM KIT BLACK | AR7600 | 69
APC BY SCHNEIDER ELECTRIC | NETSHELTER SX 48U 600MM WIDE RECESSED RAIL KIT | AR7504 | 350
APC BY SCHNEIDER ELECTRIC | APC DATA DISTRIBUTION 2U PANEL, HOLDS 8 EACH DATA DISTRIBUTION CABLES FOR A TOTA | AR8452 | 89
APC BY SCHNEIDER ELECTRIC | RACK AIR REMOVAL UNIT SX DUCTING KIT FOR 24 CEILING TILES | ACF126 | 366
APC BY SCHNEIDER ELECTRIC | RACK AIR REMOVAL UNIT SX DUCTING KIT FOR 600MM CEILING TILES | ACF127 | 356
APC BY SCHNEIDER ELECTRIC | RACK AIR REMOVAL UNIT SX FRAME FOR 600MM WIDE RACK | ACF136 | 926
APC BY SCHNEIDER ELECTRIC | RACK AIR REMOVAL UNIT 100-240V 50/60HZ FOR NETSHELTER SX 600 MM WIDE RACK | ACF400 | 4490
APC BY SCHNEIDER ELECTRIC | DOOR AND FRAME ASSEMBLY SX TO SX | ACDC1016 | 4450
APC BY SCHNEIDER ELECTRIC | AV BLK 1KVA H TYPE PWR CONDITIONER 120V | H10BLK | 535
APC BY SCHNEIDER ELECTRIC | NETSHELTER SX ROOF FAN TRAY 208-230 VAC | ACF502 | 555
APC BY SCHNEIDER ELECTRIC | 1 YEAR 4HR ON-SITE SERVICE RESPONSE UPGRADE TO EXISTING ON-SITE SERVICE WARRANTY | WUPG4HR-SB-00 | 619
APC BY SCHNEIDER ELECTRIC | APC SYMMETRA LX/SYMMETRA RM TWO POST RAIL KIT | SYOPT12 | 470
APC BY SCHNEIDER ELECTRIC | APC SYMMETRA LX 4-POST RACK-MOUNTING RAILS | SYAOPT1 | 602
APC BY SCHNEIDER ELECTRIC | THE 3-TUMBLER COMBINATION LOCK HANDLE, WITH MASTER KEY OVERRIDE, OFFERS ADDITION | AR8132A | 484
APC BY SCHNEIDER ELECTRIC | APC NETBOTZ 21-MONTH BRIDGE SFTWR & SUPPORT WARRANTY - 3XX/4XX MODELS - SINGLE-A | NBSP0131 | 544
APC BY SCHNEIDER ELECTRIC | NETSHELTER SX 48U VERTICAL PDU MOUNT AND CABLE ORGANIZER | AR7572 | 282
APC BY SCHNEIDER ELECTRIC | POWER CABLE LADDER 12 (30CM) WIDE (QTY 1) | AR8165AKIT | 448
APC BY SCHNEIDER ELECTRIC | AP7516 - POWER DISTRIBUTION UNIT - 1U - 208 V 3 PHASES - 14.4KW - 6 IEC 60320 C1 | AP7516 | 1575
APC BY SCHNEIDER ELECTRIC | AP7552 - POWER DISTRIBUTION UNIT - VERTICAL (0U) - MAIN INPUT VOLTAGE:200 V/208 | AP7552 | 649
APC BY SCHNEIDER ELECTRIC | APC SMART-UPS XL 3000VA RM 3U 230V | SUA3000RMXLI3U | 2665
APC BY SCHNEIDER ELECTRIC | APC SMART-UPS XL 48V RM 3U BATTERY PACK - RACK-MOUNTABLE - LEAD-ACID BATTERY - B | SUA48RMXLBP3U | 2055
APC BY SCHNEIDER ELECTRIC | APC SMART-UPS VT ISX 20KVA 208V W/3 BATT MOD. EXP. TO 5, W/PDU & STARTUP 5X8 | SUVTR20KF3B5S | 24015
APC BY SCHNEIDER ELECTRIC | APC SMART-UPS VT ISX 20KVA 208V W/4 BATT MOD. EXP. TO 5, W/PDU & STARTUP 5X8 | SUVTR20KF4B5S | 24180
APC BY SCHNEIDER ELECTRIC | APC SMART-UPS VT ISX 20KVA 208V W/5 BATT MOD., W/PDU & STARTUP 5X8 | SUVTR20KF5B5S | 25790
APC BY SCHNEIDER ELECTRIC | APC SMART-UPS VT RACK MOUNTED 20KVA 480V IN, 208V OUT W, 5 BATT MOD., W, PDU AND | SUVTR20KG5B5S | 34520
APC BY SCHNEIDER ELECTRIC | APC SMART-UPS VT ISX 30KVA 208V W/3 BATT MOD. EXP. TO 5, W/PDU & STARTUP 5X8 | SUVTR30KF3B5S | 25395
APC BY SCHNEIDER ELECTRIC | APC SMART-UPS VT ISX 30KVA 208V W/5 BATT MOD., W/PDU & STARTUP 5X8 | SUVTR30KF5B5S | 27165
APC BY SCHNEIDER ELECTRIC | APC SMART-UPS VT ISX 30KVA 480V IN, 208V OUT W/5 BATT MOD., W/PDU & STARTUP 5X8 | SUVTR30KG5B5S | 37270
APC BY SCHNEIDER ELECTRIC | APC SMART-UPS VT RACK MOUNTED 20KVA 208V W/ISO XFMR W/5 BATT MOD., W/PDU & START | SUVTRT20KF5B5S | 31370
APC BY SCHNEIDER ELECTRIC | APC SMART-UPS VT ISX 30KVA 208V W/ISO XFMR W/5 BATT MOD., W/PDU & STARTUP 5X8 | SUVTRT30KF5B5S | 32750
APC BY SCHNEIDER ELECTRIC | BASIC RACK PDU - POWER DISTRIBUTION UNIT - RACK-MOUNTABLE - AC 120/208 V - 42 X | AP7592 | 819
APC BY SCHNEIDER ELECTRIC | APC NETBOTZ 21-MONTH BRIDGE SFTWR & SUPPORT WARRANTY - 3XX/4XX MODELS - FIVE-APP | NBSP0132 | 2450
APC BY SCHNEIDER ELECTRIC | NETSHELTER SX 42U 600MM WIDE RECESSED RAIL KIT | AR7503 | 321
APC BY SCHNEIDER ELECTRIC | APC SMART-UPS VT BATTERY LOCK KIT FOR 1 BATT. MODULE | SUVTOPT003 | 69
APC BY SCHNEIDER ELECTRIC | ROOF MATCH KIT FOR SX TO VX, 600MM WIDE X 1070MM DEEP | AR7203 | 664
APC BY SCHNEIDER ELECTRIC | RACK PDU,BASIC,ZEROU,12.5KW,208V,(30)C13,(6)C19;10 CORD | AP7598 | 1645
APC BY SCHNEIDER ELECTRIC | APC SYMMETRA LX 9 BATTERY RACK-MOUNT XR FRAME, 208V | SYBFXR9RM | 3875
APC BY SCHNEIDER ELECTRIC | RACK AIR REMOVAL UNIT SX 100-240V 50/60HZ FOR NETSHELTER 750MM ENCLOSURES | ACF402 | 4675
APC BY SCHNEIDER ELECTRIC | EQUIPMENT SUPPORT RAILS FOR 600MM WIDE ENCLOSURE | AR8006A | 164
APC BY SCHNEIDER ELECTRIC | APC REPLACEMENT BATTERY CARTRIDGE #47 | RBC47 | 72
APC BY SCHNEIDER ELECTRIC | APC NETBOTZ AMP DETECTOR 1-15 (FOR NEMA 5-15) | NBDA1501 | 330
APC BY SCHNEIDER ELECTRIC | THE APC SYMMETRA LX INTELLIGENCE MODULE IS AN ACCESSORY DESIGNED TO TAILOR THE S | SYMIM5 | 4540
APC BY SCHNEIDER ELECTRIC | APC POWER CORDS , INPUT CONNECTIONS: BRITISH BS1363A , CORD LENGTH: 8 FEET ( 2.4 | AP9895 | 87
APC BY SCHNEIDER ELECTRIC | NETSHELTER SX 42U 600MM WIDE PERFORATED SPLIT DOORS BLACK | AR7100 | 765
APC BY SCHNEIDER ELECTRIC | APC NETBOTZ AMP DETECTOR 1-20 (FOR NEMA 5-20) | NBDA2001 | 380
APC BY SCHNEIDER ELECTRIC | APC NETBOTZ AMP DETECTOR 1-30L (FOR NEMA L5-30) | NBDA30L1 | 402
APC BY SCHNEIDER ELECTRIC | APC NETBOTZ AMP DETECTOR MODULE | NBDA30L2 | 445
APC BY SCHNEIDER ELECTRIC | APC NETBOTZ THREE-YEAR EXTENDED WARRANTY - 500 MODELS - 20-APPLIANCE PACK | NBSP3243 | 14965
APC BY SCHNEIDER ELECTRIC | APC NETBOTZ AMP DETECTOR 6-20L (FOR NEMA L6-20) | NBDA20L2 | 445
APC BY SCHNEIDER ELECTRIC | APC NETBOTZ SURVEILLANCE 25 NODE PACK | NBSV1025 | 6930
APC BY SCHNEIDER ELECTRIC | NETSHELTER SX AIR RECIRCULATION PREVENTION KIT | AR7708 | 229
APC BY SCHNEIDER ELECTRIC | 3-WIRE WHIP W, L6-30 11FT | PDW11L6-30C | 186
APC BY SCHNEIDER ELECTRIC | APC INFRASTRUXURE CENTRAL 3.0 STANDARD - NETWORK MANAGEMENT DEVICE - EN, FAST EN | AP9470 | 7200
APC BY SCHNEIDER ELECTRIC | ROOF MATCH KIT FOR SX TO VX, 750MM WIDE X 1070MM DEEP | AR7202 | 602
APC BY SCHNEIDER ELECTRIC | NETSHELTER SX 750MM MOUNTING RAIL BRUSH STRIPS | AR7706 | 442
APC BY SCHNEIDER ELECTRIC | SMART-UPS RT - UPS - EXTERNAL - ONLINE - AC 120/208/240 V - 8000 VA - INTERFACES | SURT8000XLT-1TF3 | 8280
APC BY SCHNEIDER ELECTRIC | APC REPLACEMENT BATTERY CARTRIDGE #46 - UPS BATTERY - 1 X LEAD ACID | RBC46 | 128
APC BY SCHNEIDER ELECTRIC | APC DATA DISTRIBUTION CABLE, CAT5E UTP CMR GRAY, 6XRJ-45 JACK TO 6XRJ-45 JACK, 5 | DDCC5E-055 | 222
APC BY SCHNEIDER ELECTRIC | ISXCENTRAL 3.0 STANDARD PILOT PAK | AP9480 | 20070
APC BY SCHNEIDER ELECTRIC | APC SERVICE BYPASS PANEL- 230V; 50A; BBM; IEC320 C20/HW INPUT; IEC-320 OUTPUT- ( | SBP5000RMI2U | 1450
APC BY SCHNEIDER ELECTRIC | APC DATA DISTRIBUTION CABLE, CAT5E UTP CMR GRAY, 6XRJ-45 JACK TO 6XRJ-45 JACK, 5 | DDCC5E-059 | 226
APC BY SCHNEIDER ELECTRIC | APC DATA DISTRIBUTION CABLE, CAT5E UTP CMR GRAY, 6XRJ-45 JACK TO 6XRJ-45 JACK, 5 | DDCC5E-057 | 219
APC BY SCHNEIDER ELECTRIC | NETSHELTER SX 42U 750MM WIDE RECESSED RAIL KIT | AR7508 | 432
APC BY SCHNEIDER ELECTRIC | AIR INTAKE GRILLE FOR WIRING CLOSET VENTILATION UNIT | ACF310 | 684
APC BY SCHNEIDER ELECTRIC | POWER CORD SPLITTER, C20 TO (2)C19, 1.8M | AP9898 | 124
APC BY SCHNEIDER ELECTRIC | RACK PDU,BASIC,ZEROU,16A,230V,(20)C13 & (4)C19; IEC309 | AP7551 | 649
APC BY SCHNEIDER ELECTRIC | APC SYMMETRA LX FLAME RETARDANT BATTERY MODULE | SYBT5FR | 1840
APC BY SCHNEIDER ELECTRIC | RAMP NETSHELTER SX CTO | 873-0298
APC BY SCHNEIDER ELECTRIC | CORRUGATED RAMP HOLDER | 871-3258A
APC BY SCHNEIDER ELECTRIC | RACK PDU,BASIC,ZEROU,12.5KW,208V,(30)C13,(6)C19;3 CORD | AP7568 | 1600
APC BY SCHNEIDER ELECTRIC | 3WIRE WHIP W/L6-30 25 FT | PDW25L6-30C | 261
APC BY SCHNEIDER ELECTRIC | APC NETBOTZ 21-MONTH BRIDGE SFTWR & SUPPORT WARRANTY - 500 MODELS - FIVE-APPLIAN | NBSP0232 | 3385
APC BY SCHNEIDER ELECTRIC | NETSHELTER SX ROOF BRIDGE TO FACILITATE OVERHEAD CABLING | AR7209 | 190
APC BY SCHNEIDER ELECTRIC | APC SMART-UPS VT MAINTENANCE BYPASS PANEL 10-30KVA 208V WALL MOUNT W/42 POS. DIS | SBPSU10K30FC1M1-WP | 5615
APC BY SCHNEIDER ELECTRIC | INFRASTRUXURE INROW SC AIR COOLED SELF CONTAINED 200-240V 60HZ | ACSC100 | 12720
APC BY SCHNEIDER ELECTRIC | APC RACK AIR REMOVAL UNIT SX 750MM WIDE FRAME | ACF137 | 1185
APC BY SCHNEIDER ELECTRIC | KVM USB CABLE - USB 2.0 A - MALE - 15 PIN D-SUB (DB-15),SVGA - MALE - 25FEET - B | AP5261 | 189
APC BY SCHNEIDER ELECTRIC | NETSHELTER VX FRONT DOOR 47U 600MM WIDE BLACK | AR8365BLK | 309.99
APC BY SCHNEIDER ELECTRIC | 1-POLE, 20A BOLT-ON SQUARE D BREAKER | 0M-4265 | 86
APC BY SCHNEIDER ELECTRIC | KEYBOARD / VIDEO / MOUSE (KVM) CABLE - 8 PIN MINI-DIN, 13W3 (M) - HD-15 (M) - 12 | AP5255 | 149
APC BY SCHNEIDER ELECTRIC | NETSHELTER SX 42U 1070MM DEEP SPLIT SIDE PANELS BLACK QTY 2 | AR7301 | 706
APC BY SCHNEIDER ELECTRIC | NETWORK CABLE - RJ-45 (F) - RJ-45 (F) - 5 FT - UTP - ( CAT 5E ) - GRAY | DDCC5E-005 | 149
APC BY SCHNEIDER ELECTRIC | TC 5WIRE WHIP W/L21-20 35 FT | PDW35L21-20R | 285
APC BY SCHNEIDER ELECTRIC | APC BACKPLATE KIT W/(4)5-15R, (2)5-20R, (1)L5-20R FOR SUA2200 AND SUA3000 | SUA029 | 155
APC BY SCHNEIDER ELECTRIC | APC DATA DISTRIBUTION CABLE, CAT5E UTP CMR GRAY, 6XRJ-45 JACK TO 6XRJ-45 JACK, 6 | DDCC5E-061 | 228
APC BY SCHNEIDER ELECTRIC | NETWORK CABLE - RJ-45 (F) - RJ-45 (F) - 65 FT - UTP - ( CAT 5E ) - GRAY | DDCC5E-065 | 234
APC BY SCHNEIDER ELECTRIC | 10 CABLE EXTENDER 5-WIRE #10 AWG, UL WITH L21-20R/P | PDW10L21-20XC | 380
APC BY SCHNEIDER ELECTRIC | 6 CABLE EXTENDER 5-WIRE #10 AWG, UL WITH L21-20R/P | PDW6L21-20XC | 332
APC BY SCHNEIDER ELECTRIC | POWER CABLE - POWER NEMA L6-30 - FEMALE - BARE WIRE - 9 FEET - UL - BLACK | PDW9L6-30C | 181
APC BY SCHNEIDER ELECTRIC | RACK PDU,BASIC,0U,14.4KW,208V,1 CS8365;2 NEMA L6-30R;24 IEC 60320 C13;4 IEC 6032 | AP7599 | 2460
APC BY SCHNEIDER ELECTRIC | NETSHELTER SX 48U 600MM WIDE PERFORATED CURVED DOOR BLACK | AR7007 | 319.99
APC BY SCHNEIDER ELECTRIC | NETSHELTER SX 48U 1070MM DEEP SPLIT SIDE PANELS BLACK QTY 2 | AR7371 | 729
APC BY SCHNEIDER ELECTRIC | NETSHELTER VX SIDE PANEL 47U BLACK | AR8367BLK | 315
APC BY SCHNEIDER ELECTRIC | APC SMART-UPS RT 3000VA, 100-120VAC, OUTPUT HARDWIRE KIT | SURT009 | 302
APC BY SCHNEIDER ELECTRIC | APC SMART-UPS VT BAYING KIT, 14INCH/351MM UPS ENCLOSURE TO XR | SUVTOPT004 | 755
APC BY SCHNEIDER ELECTRIC | APC SMART-UPS VT BAYING KIT, 20INCH/523MM UPS ENCLOSURE TO XR | SUVTOPT005 | 764
APC BY SCHNEIDER ELECTRIC | APC SYMMETRA LX CASTOR KIT- LEFT FRONT, RIGHT REAR | SYAFSU6 | 362
APC BY SCHNEIDER ELECTRIC | APC SYMMETRA LX CASTOR KIT- RIGHT FRONT, LEFT REAR | SYAFSU7 | 362
APC BY SCHNEIDER ELECTRIC | APC SYMMETRA LX TOP PANEL | SYAFSU8 | 551
APC BY SCHNEIDER ELECTRIC | APC SYMMETRA LX 13U LEFT SIDE PANEL | SYAFSU9L | 375
APC BY SCHNEIDER ELECTRIC | APC SYMMETRA LX 13U RIGHT SIDE PANEL | SYAFSU9R | 369
APC BY SCHNEIDER ELECTRIC | SEMI-ANNUAL PREVENTATIVE MAINTENANCE 5X8 FOR NETWORKAIR FM A/W/G/PC 0-27 KW WITH | WSPMV5X8-AX-41 | 5255
APC BY SCHNEIDER ELECTRIC | SEMI-ANNUAL PREVENTATIVE MAINTENANCE 5X8 FOR NETWORKAIR FM A/W/G/PC 35 KW WITH O | WSPMV5X8-AX-45 | 5730
APC BY SCHNEIDER ELECTRIC | START-UP SERVICE 5X8 FOR NETWORKAIR CM A/W/G/PC WITH OHE | WSTRTUP5X8-AX-31 | 2785
APC BY SCHNEIDER ELECTRIC | 1 YEAR 4HR ON-SITE SERVICE RESPONSE UPGRADE TO EXISTING ON-SITE SERVICE WARRANTY | WUPG4HR-AX-00 | 1235
APC BY SCHNEIDER ELECTRIC | APC AV PRO INTERCONNECTS TOSLINK, 2M | TOS15-2M | 71.99
APC BY SCHNEIDER ELECTRIC | VIDEO CABLE - S-VIDEO - 4 PIN MINI-DIN (M) - 4 PIN MINI-DIN (M) - 3 M - QUAD SHI | SV15-3M | 49.99
APC BY SCHNEIDER ELECTRIC | APC AV PRO INTERCONNECTS DVI,1M | DVI15-1M | 89.99
APC BY SCHNEIDER ELECTRIC | APC SMART-UPS RT 48V BATTERY PACK | SURT48XLBP | 1405
APC BY SCHNEIDER ELECTRIC | 750MM WIDE PARTITION BRACKETS | AR8177BLK | 223
APC BY SCHNEIDER ELECTRIC | STRUXUREWARE DATA CENTER EXPERT ENTERPRISE | AP9475 | 17100
APC BY SCHNEIDER ELECTRIC | APC SYMMETRA LX FRAME ELECTRONICS MODULE- 200/208V | SYAFSU13 | 6015
APC BY SCHNEIDER ELECTRIC | SITE COORDINATION SERVICE | WSITECOORD | 7325
APC BY SCHNEIDER ELECTRIC | 7X24 SCHEDULING UPGRADE FROM EXISTING PREVENTIVE MAINTENANCE SERVICE | WUPGPMV7X24-AX-00 | 809
APC BY SCHNEIDER ELECTRIC | POWER DISTRIBUTION CABINET AC 208V 60KW | PD60F6FK1 | 31060
APC BY SCHNEIDER ELECTRIC | APC 208V/120V 10KVA STEP DOWN TRANSFORMER | APTF10KT01 | 4720
APC BY SCHNEIDER ELECTRIC | INROW BRIDGE PARTITION, DATA CABLE 300 MM | ACAC10005 | 625
APC BY SCHNEIDER ELECTRIC | APC NETBOTZ AMP DETECTOR 1-20L (FOR NEMA L5-20) | NBDA20L1 | 411
APC BY SCHNEIDER ELECTRIC | APC SYMMETRA LX MODULE CTO KIT- XR3 FRAME | SYAOPT2XR3 | 142
APC BY SCHNEIDER ELECTRIC | INROW ROOF HEIGHT ADAPTER, SX42U TO VX42U 600 MM | ACAC10004 | 952
APC BY SCHNEIDER ELECTRIC | INROW BRIDGE PARTITION, DATA CABLE 600 MM | ACAC10010 | 737
APC BY SCHNEIDER ELECTRIC | SEMI ANNUAL PREVENTATIVE MAINTENANCE 5X8 FOR INFRASTRUXURE INROW RC | WSPMV5X8-AX-26 | 2090
APC BY SCHNEIDER ELECTRIC | THE CABLE SUPPORT BRIDGE TROUGH IS AN ACCESSORY TO THE INFRASTRUXURE INROW SC PR | ACAC10021 | 3910
APC BY SCHNEIDER ELECTRIC | APC INTEGRATION PKG/WHATSUP PROFESSIONAL | NBIP0032WP | 524
APC BY SCHNEIDER ELECTRIC | RACK PDU EXTENDER, BASIC, 2U, 32A, 230V, (4) IEC 309-32 | AP7586 | 1075
APC BY SCHNEIDER ELECTRIC | CONDENSER 1 EC FAN 8.8 MBH/1F TD 200-240V/3/6 | ACCD75201 | 6495
APC BY SCHNEIDER ELECTRIC | SEMI ANNUAL PREVENTATIVE MAINTENANCE 7X24 FOR INFRASTRUXURE INROW RC | WSPMV7X24-AX-26 | 3040
APC BY SCHNEIDER ELECTRIC | START-UP SERVICE 5X8 FOR INFRASTRUXURE INROW RC | WSTRTUP5X8-AX-26 | 1825
APC BY SCHNEIDER ELECTRIC | START-UP SERVICE 7X24 FOR INFRASTRUXURE INROW RC | WSTRTUP7X24-AX-26 | 2415
APC BY SCHNEIDER ELECTRIC | 1 YEAR EXTENDED WARRANTY FOR NETWORKAIR AIR REMOVAL UNIT | WEXTWAR1YR-AX-11 | 211
APC BY SCHNEIDER ELECTRIC | APC SMART-UPS XL BATTERY PACK EXTENSION CABLE FOR SUA48 SERIES BATTERY PACKS | SUA039 | 155
APC BY SCHNEIDER ELECTRIC | UPS BATTERY - LEAD-ACID BATTERY ALL REQUIRED CONNECTORS, BATTERY RECYCLING GUIDE | RBC59 | 334
APC BY SCHNEIDER ELECTRIC | APC STEP-DOWN TRANSFORMER RM 2U 208V IN 120V OUT W/L5-20 RECEPTACLES | AP9627 | 1355
APC BY SCHNEIDER ELECTRIC | 4 CABLE EXTENDER 5-WIRE #10 AWG, UL WITH L21-20R/P | PDW4L21-20XC | 297
APC BY SCHNEIDER ELECTRIC | APC SMART-UPS VT SUBFEED DISTRIBUTION 208V, (5) L21-20 & (1) 50A HW OUTPUT | SUVTOPT104 | 3360
APC BY SCHNEIDER ELECTRIC | POWER CABLE TROUGH COVER 600MM | AR8174BLK
APC BY SCHNEIDER ELECTRIC | POWER DISTRIBUTION STRIP 4 CONNECTORS | SYPD8 | 665
APC BY SCHNEIDER ELECTRIC | RACK PDU EXTENDER, BASIC, 2U, 32A, 230V, (4) IEC C19 | AP7585 | 1095
APC BY SCHNEIDER ELECTRIC | APC STEP-DOWN TRANSFORMER RM 2U 208V IN 120V OUT; W/5-20 RECEPTACLES | AP9626 | 1360
APC BY SCHNEIDER ELECTRIC | APC DATA DISTRIBUTION CABLE, CAT5E UTP CMR GRAY, 6XRJ-45 JACK TO 6XRJ-45 JACK, 4 | DDCC5E-043 | 250
APC BY SCHNEIDER ELECTRIC | POWER CABLE NEMA L5-20 17 FT | 0M-5357-017 | 499
APC BY SCHNEIDER ELECTRIC | 1 YEAR NEXT DAY ON-SITE SERVICE RESPONSE UPGRADE TO EXISTING ON-SITE SERVICE WAR | WUPGND-SB-00 | 239.99
APC BY SCHNEIDER ELECTRIC | APC SMART-UPS XL BATTERY PACK TOWER/RACK CONVERTIBLE 48V, RACKMOUNT WITH KIT, 5U | SUA48XLBP | 1660
APC BY SCHNEIDER ELECTRIC | 3-YEAR INFRASTRUXURE CENTRAL STANDARD SOFTWARE SUPPORT CONTRACT | WMS3YRSTD | 989
APC BY SCHNEIDER ELECTRIC | LICENSE, ECOSTRUXURE IT DATA CENTER EXPERT, PAPER, PERPETUAL, 25 NODES | AP9525 | 2290
APC BY SCHNEIDER ELECTRIC | APC SMART-UPS VT RACK MOUNTED 20KVA 208V W/ISO XFMR W/2 BATT MOD. EXP. TO 5, W/P | SUVTRT20KF2B5S | 27880
APC BY SCHNEIDER ELECTRIC | SEMI-ANNUAL PREVENTATIVE MAINTENANCE 5X8 FOR INROW SC AIR COOLED SELF CONTAINED | WSPMV5X8-AX-14 | 2080
APC BY SCHNEIDER ELECTRIC | 1-YEAR INFRASTRUXURE CENTRAL STANDARD SOFTWARE SUPPORT CONTRACT | WMS1YRSTD | 422
APC BY SCHNEIDER ELECTRIC | 1-YEAR INFRASTRUXURE CENTRAL ENTERPRISE SOFTWARE SUPPORT CONTRACT | WMS1YRENT | 422
APC BY SCHNEIDER ELECTRIC | POWER CABLE NEMA L6-30 21 FT | PDW21L6-30C | 242
APC BY SCHNEIDER ELECTRIC | APC SMART-UPS RT 3000VA 230V ISOLATION TRANSFORMER | SURT001 | 1850
APC BY SCHNEIDER ELECTRIC | APC STEP-DOWN TRANSFORMER RM 2U 208V IN 120V OUT W/HARDWIRE INPUT/OUTPUT | AP9628 | 1545
APC BY SCHNEIDER ELECTRIC | LICENSE, ECOSTRUXURE IT DATA CENTER EXPERT, PAPER, PERPETUAL, 100 NODES | AP95100 | 7635
APC BY SCHNEIDER ELECTRIC | 1 YEAR 100 NODE INFRASTRUXURE CENTRAL SOFTWARE SUPPORT CONTRACT | WMS1YR100N | 1480
APC BY SCHNEIDER ELECTRIC | APC RACK AIR CONTAINMENT REAR ASSEMBLY FOR INROW RC/INROW SC | ACCS1000 | 2250
APC BY SCHNEIDER ELECTRIC | APC RACK AIR CONTAINMENT REAR ASSEMBLY FOR NETSHELTER SX 42U AND INROW 600MM | ACCS1001 | 3870
APC BY SCHNEIDER ELECTRIC | APC RACK AIR CONTAINMENT END CAPS | ACCS1002 | 1055
APC BY SCHNEIDER ELECTRIC | RACK AIR CONTAINMENT FRONT ASSEMBLY - BLACK | ACCS1003 | 2610
APC BY SCHNEIDER ELECTRIC | RACK AIR CONTAINMENT FRONT ASSEMBLY - BLACK | ACCS1005 | 4015
APC BY SCHNEIDER ELECTRIC | INFRASTRUXURE PDU 40KW 208V/208V W/ MBP XMERLESS | PDRPPNX10-M | 27625
APC BY SCHNEIDER ELECTRIC | 3-YEAR 100 NODE INFRASTRUXURE CENTRAL SOFTWARE SUPPORT CONTRACT | WMS3YR100N | 3250
APC BY SCHNEIDER ELECTRIC | 1-YEAR 25 NODE INFRASTRUXURE CENTRAL SOFTWARE SUPPORT CONTRACT | WMS1YR25N | 486
APC BY SCHNEIDER ELECTRIC | NETSHELTER SX 42U 600MM WIDE X 1200MM DEEP ENCLOSURE | AR3300 | 4655
APC BY SCHNEIDER ELECTRIC | APC SYMMETRA LX 19U LEFT SIDE PANEL | SYAFSU10L | 506
APC BY SCHNEIDER ELECTRIC | APC SYMMETRA LX 19U RIGHT SIDE PANEL | SYAFSU10R | 506
APC BY SCHNEIDER ELECTRIC | APC SYMMETRA LX XR COMMUNICATION CARD | SYAFSU16 | 1070
APC BY SCHNEIDER ELECTRIC | NETSHELTER SX ENCLOSURE RACK 42U | AR3350 | 5920
APC BY SCHNEIDER ELECTRIC | RMA ROOF BLACK | AR7211 | 625
APC BY SCHNEIDER ELECTRIC | RMA SX SIDE PANELS BLACK | AR7303 | 1305
APC BY SCHNEIDER ELECTRIC | RMA SX SIDE PANELS BLACK | AR7304 | 1390
APC BY SCHNEIDER ELECTRIC | DATA DISTRIBUTION PLASTIC SNAP-IN PANEL NETSHELTER SX (QTY 8) | AR8469 | 80
APC BY SCHNEIDER ELECTRIC | NETWORK CABLE RJ-45 F/F 5FT UTP CAT6 | DDCC6-005 | 247
APC BY SCHNEIDER ELECTRIC | NETWORK CABLE RJ-45 F/F 9FT UTP CAT6 | DDCC6-009 | 275
APC BY SCHNEIDER ELECTRIC | NETWORK CABLE RJ-45 F/F 11FT UTP CAT6 | DDCC6-011 | 305
APC BY SCHNEIDER ELECTRIC | NETWORK CABLE RJ-45 F/F 15FT UTP CAT6 | DDCC6-015 | 429
APC BY SCHNEIDER ELECTRIC | NETWORK CABLE RJ-45 F/F 17FT UTP CAT6 | DDCC6-017 | 326
APC BY SCHNEIDER ELECTRIC | NETWORK CABLE RJ-45 F/F 19FT UTP CAT6 | DDCC6-019 | 461
APC BY SCHNEIDER ELECTRIC | NETWORK CABLE RJ-45 F/F 21FT UTP CAT6 | DDCC6-021 | 360
APC BY SCHNEIDER ELECTRIC | NETWORK CABLE RJ-45 F/F 25FT UTP CAT6 | DDCC6-025 | 381
APC BY SCHNEIDER ELECTRIC | NETWORK CABLE RJ-45 F/F 27FT UTP CAT6 | DDCC6-027 | 388
APC BY SCHNEIDER ELECTRIC | NETWORK CABLE RJ-45 F/F 29FT UTP CAT6 | DDCC6-029 | 404
APC BY SCHNEIDER ELECTRIC | NETWORK CABLE RJ-45 F/F 31FT UTP CAT6 | DDCC6-031 | 424
APC BY SCHNEIDER ELECTRIC | NETWORK CABLE RJ-45 F/F 33FT UTP CAT6 | DDCC6-033 | 428
APC BY SCHNEIDER ELECTRIC | NETWORK CABLE RJ-45 F/F 35FT UTP CAT6 | DDCC6-035 | 444
APC BY SCHNEIDER ELECTRIC | NETWORK CABLE RJ-45 F/F 40FT UTP CAT6 | DDCC6-040 | 475
APC BY SCHNEIDER ELECTRIC | NETWORK CABLE RJ-45 F/F 45FT UTP CAT6 | DDCC6-045 | 673
APC BY SCHNEIDER ELECTRIC | NETWORK CABLE RJ-45 F/F 50FT UTP CAT6 | DDCC6-050 | 742
APC BY SCHNEIDER ELECTRIC | NETWORK CABLE RJ-45 F/F 60FT UTP CAT6 | DDCC6-060 | 827
APC BY SCHNEIDER ELECTRIC | INFRASTRUXURE PDU 80KW 480V/208V W/ MBP | PD80G6FK1-M | 31500
APC BY SCHNEIDER ELECTRIC | THE GENUINE APC REPLACEMENT BATTERY CARTRIDGE (RBC) IS TESTED AND CERTIFIED FOR | APCRBC105 | 846
APC BY SCHNEIDER ELECTRIC | APC SMART-UPS RT 48V RM BATTERY PACK | SURT48RMXLBP | 1835
APC BY SCHNEIDER ELECTRIC | INFRASTRUXURE CENTRAL, 500 NODE LICENSE ONLY | AP95500 | 31475
APC BY SCHNEIDER ELECTRIC | 1 YEAR 500 NODE INFRASTRUXURE CENTRAL SOFTWARE SUPPORT | WMS1YR500N | 5855
APC BY SCHNEIDER ELECTRIC | 3-YEAR 25 NODE INFRASTRUXURE CENTRAL SOFTWARE SUPPORT | WMS3YR25N | 1140
APC BY SCHNEIDER ELECTRIC | 3-YEAR INFRASTRUXURE CENTRAL ENTERPRISE SOFTWARE SUPPORT CONTRACT | WMS3YRENT | 989
APC BY SCHNEIDER ELECTRIC | POWER ARRAY - EXTERNAL - AC 230/240 V +/- 5% - 16000 VA | SYA16K16IXR | 52250
APC BY SCHNEIDER ELECTRIC | DUAL POWER SUPPLY (-5V/3.3V) FOR NETBOTZ 500 | NBAC0122 | 234
APC BY SCHNEIDER ELECTRIC | DATA CABLE PARTITION, NETSHELTER, 600MM WIDE, SEISMIC SEISMIC | AR8162ABLKSEISMIC
APC BY SCHNEIDER ELECTRIC | MAGNUM VS 50 W/SNMP -- 1X60A CB DISTRIBUTION | DCM00K03S1X60 | 2835
APC BY SCHNEIDER ELECTRIC | NETSHELTER SX 600MM WIDE X 1070MM DEEP STANDARD ROOF BLACK | AR7201 | 340
APC BY SCHNEIDER ELECTRIC | THE APC SMART-UPS INCLUDES A TRANSFORMER AND SUPPORTS 208V INPUT AND 120 AND 208 | SUA5000R5TXFMR | 10500
APC BY SCHNEIDER ELECTRIC | APC SMART-UPS 5000VA 208V RACKMOUNT/TOWER - 5U - LINE-INTERACTIVE - 208 V - 4KW | SUA5000RMT5U | 8655
APC BY SCHNEIDER ELECTRIC | APC SMART-UPS, 4000 WATTS / 5000 VA,INPUT 230V / OUTPUT 230V, INTERFACE PORT DB- | SUA5000RMI5U | 14085
APC BY SCHNEIDER ELECTRIC | NETSHELTER SX 48U 750MM WIDE PERFORATED SPLIT DOORS BLACK | AR7157 | 1205
APC BY SCHNEIDER ELECTRIC | KIT 2 CABLE 12FT/12AWG/L5-20P | 0M-91154 | 71
APC BY SCHNEIDER ELECTRIC | POWER DISTRIBUTION UNIT - RACK-MOUNTABLE - 400V 3PH - (6) IEC 320 C19 | AP7855A | 1615
APC BY SCHNEIDER ELECTRIC | NETSHELTER SX 42U, 23 EIA MOUNTING RAILS FOR 750-MM WIDE ENCLOSURES, SQUARE HOLE | AR7510 | 2165
APC BY SCHNEIDER ELECTRIC | APC SYMMETRA LX 15-FOOT BATTERY CABINET CABLE- 200/208V | SYAOPT5 | 1865
APC BY SCHNEIDER ELECTRIC | PATCH CABLE - RJ-45 (M) - RJ-45 (M) - 40 FT - UTP - ( CAT 5 ) - GRAY | 3827GY-40 | 20.5
APC BY SCHNEIDER ELECTRIC | SYMMETRA RM 230V BACKPLATE KIT W/(2) IEC320 C19 AND (1) IEC 60309 | SYPD10 | 927
APC BY SCHNEIDER ELECTRIC | APC SYMMETRA LX 15-FOOT BATTERY CABINET CABLE- 230V | SYAOPT5I | 2250
APC BY SCHNEIDER ELECTRIC | RACK PDU,BASIC, ZERO U,14.4KW,208V,(24)C13,(4)C19,(2)L6-30R;3 CORD | AP7569 | 2420
APC BY SCHNEIDER ELECTRIC | NETSHELTER VX 42U SEISMIC LEFT SIDE PANEL BLACK - AR8392BLK | AR8392BLK | 535
APC BY SCHNEIDER ELECTRIC | SCHNEIDER ELECTRIC NETSHELTER VX 42U SEISMIC RIGHT SIDE PANEL BLACK - AR8393BLK | AR8393BLK | 623
APC BY SCHNEIDER ELECTRIC | 1 YEAR EXTENDED WARRANTY | WBEXTWAR1YR-SP-08 | 2195
APC BY SCHNEIDER ELECTRIC | 3 YEAR EXTENDED WARRANTY | WBEXTWAR3YR-SP-08 | 5040
APC BY SCHNEIDER ELECTRIC | 1 YEAR EXTENDED WARRANTY | WBEXTWAR1YR-SP-06 | 944
APC BY SCHNEIDER ELECTRIC | SERVICE PACK 1 YEAR WARRANTY EXTENSION (FOR NEW PRODUCT PURCHASES) | WBEXTWAR1YR-SP-04 | 242
APC BY SCHNEIDER ELECTRIC | 3 YEAR EXTENDED WARRANTY | WBEXTWAR3YR-SP-07 | 3600
APC BY SCHNEIDER ELECTRIC | SERVICE PACK 3 YEAR WARRANTY EXTENSION (FOR NEW PRODUCT PURCHASES) | WBEXTWAR3YR-SP-04 | 558
APC BY SCHNEIDER ELECTRIC | SERVICE PACK 1 YEAR WARRANTY EXTENSION (FOR NEW PRODUCT PURCHASES) | WBEXTWAR1YR-SP-03 | 126
APC BY SCHNEIDER ELECTRIC | SERVICE PACK 1 YEAR WARRANTY EXTENSION (FOR NEW PRODUCT PURCHASES) | WBEXTWAR1YR-SP-02 | 80
APC BY SCHNEIDER ELECTRIC | SERVICE PACK 3 YEAR WARRANTY EXTENSION (FOR NEW PRODUCT PURCHASES) | WBEXTWAR3YR-SP-02 | 195
APC BY SCHNEIDER ELECTRIC | SERVICE PACK 3 YEAR WARRANTY EXTENSION (FOR NEW PRODUCT PURCHASES) | WBEXTWAR3YR-SP-03 | 288
APC BY SCHNEIDER ELECTRIC | BRACKET KIT, 0U, RACK PDU, HP | AP7406 | 138
APC BY SCHNEIDER ELECTRIC | DOOR AND FRAME ASSEMBLY VX TO VX | ACDC1021 | 4685
APC BY SCHNEIDER ELECTRIC | SERVICE PACK 1 YEAR EXTENDED WARRANTY | WBEXTWAR1YR-SP-07 | 1570
APC BY SCHNEIDER ELECTRIC | SERVICE PACK 3 YEAR WARRANTY EXTENSION (FOR NEW PRODUCT PURCHASES) | WBEXTWAR3YR-SP-05 | 1080
APC BY SCHNEIDER ELECTRIC | SYMMETRA PX BATTERY MONITORING CARD - SYCBTMON | SYCBTMON | 944
APC BY SCHNEIDER ELECTRIC | 1 YEAR EXTENDED WARRANTY (RENEWAL OR HIGH VOLUME) | WEXTWAR1YR-SP-06 | 1175
APC BY SCHNEIDER ELECTRIC | 3 YEAR EXTENDED WARRANTY (RENEWAL OR HIGH VOLUME) | WEXTWAR3YR-SP-06 | 2935
APC BY SCHNEIDER ELECTRIC | WARRANTY EXTENSION, FOR SMART UPS, SYMMETRA, RENEWAL OR HIGH VOLUME, 1YR, LEVEL | WEXTWAR1YR-SP-08 | 2730
APC BY SCHNEIDER ELECTRIC | APC RACK AIR CONTAINMENT REAR ASSEMBLY FOR NETSHELTER SX 42U 750MM WIDE | ACCS1006 | 5230
APC BY SCHNEIDER ELECTRIC | NETSHELTER SX 42U 600MM WIDE X 1070MM DEEP ENCLOSURE | AR3100HACS | 3505
APC BY SCHNEIDER ELECTRIC | SERVICE PACK 3 YEAR WARRANTY EXTENSION (FOR NEW PRODUCT PURCHASES) | WBEXTWAR3YR-SP-06 | 2160
APC BY SCHNEIDER ELECTRIC | APC 80KW 400V 1 MOD. 1 MAIN SERV. BYPASS PANEL | SBP80KHC1M1 | 2915
APC BY SCHNEIDER ELECTRIC | 3 YEAR EXTENDED WARRANTY (HIGH VOLUME) | WEXTWAR3YR-SP-04 | 751
APC BY SCHNEIDER ELECTRIC | 3 YEAR EXTENDED WARRANTY (HIGH VOLUME) | WEXTWAR3YR-SP-05 | 1470
APC BY SCHNEIDER ELECTRIC | 1 YEAR EXTENDED WARRANTY (RENEWAL OR HIGH VOLUME) | WEXTWAR1YR-SP-05 | 593
APC BY SCHNEIDER ELECTRIC | 1 YEAR EXTENDED WARRANTY | WBEXTWAR1YR-SP-05 | 474
APC BY SCHNEIDER ELECTRIC | 30 CABLE EXTENDER 5-WIRE #10 AWG, UL WITH L21-20R/P | PDW30L21-20XC | 710
APC BY SCHNEIDER ELECTRIC | APC NETBOTZ HID PROXIMITY CARDS - 10 PACK | AP9370-10 | 157
APC BY SCHNEIDER ELECTRIC | 1 YEAR EXTENDED WARRANTY (RENEWAL OR HIGH VOLUME) | WEXTWAR1YR-SP-04 | 306
APC BY SCHNEIDER ELECTRIC | KVM SUN SERVER MODULE FOR VGA OR 13W3 | AP5632 | 129.99
APC BY SCHNEIDER ELECTRIC | APC KVM TO SWITCHED RACK PDU POWER MANAGEMENT CABLE - DATA CABLE - RJ-45 (M) - R | AP5641 | 47
APC BY SCHNEIDER ELECTRIC | 3 YEAR EXTENDED WARRANTY (RENEWAL OR HIGH VOLUME) | WEXTWAR3YR-SP-08 | 6840
APC BY SCHNEIDER ELECTRIC | SEMI-ANNUAL PREVENTATIVE MAINTENANCE 7X24 FOR NETWORKAIR CW 28-87 KW | WSPMV7X24-AX-22 | 6340
APC BY SCHNEIDER ELECTRIC | WEXTWAR1YR-SP-03 ON 2024-2193759 1 YEAR EXTENDED WARRANTY | WEXTWAR1YR-SP-03 | 159
APC BY SCHNEIDER ELECTRIC | 3 YEAR EXTENDED WARRANTY (RENEWAL OR HIGH VOLUME) | WEXTWAR3YR-SP-03 | 395
APC BY SCHNEIDER ELECTRIC | APC SYMMETRA LX EXTENDED RUN RACK-MOUNT W/ 9 SYBT5, 230V | SYARMXR9B9I | 17120
APC BY SCHNEIDER ELECTRIC | APC CAPACITY MANAGER 10 RACK LICENSE | AP9110 | 6210
APC BY SCHNEIDER ELECTRIC | APC CAPACITY MANAGER 100 RACK LICENSE | AP91100 | 49410
APC BY SCHNEIDER ELECTRIC | CAPACITY MGR 1 YEAR CONTRACT 10 RACKS | WCAM1YR10 | 972
APC BY SCHNEIDER ELECTRIC | CAPACITY MGR 1 YEARCONTRACT 100 RACKS | WCAM1YR100 | 8100
APC BY SCHNEIDER ELECTRIC | CAPACITY MGR 1 YEAR CONTRACT 200 RACKS | WCAM1YR200 | 11665
APC BY SCHNEIDER ELECTRIC | CAPACITY MGR 3 YEAR CONTRACT 10 RACKS | WCAM3YR10 | 2160
APC BY SCHNEIDER ELECTRIC | CHANGE MGR 1 YEAR CONTRACT 100 DEVICES | WCHM1YR100 | 8895
APC BY SCHNEIDER ELECTRIC | 3 YEAR EXTENDED WARRANTY (RENEWAL OR HIGH VOLUME) | WEXTWAR3YR-SP-02 | 256
APC BY SCHNEIDER ELECTRIC | APC RACK AIR CONTAINMENT FRONT ASSEMBLY FOR NETSHELTER SX 42U 750MM WIDE | ACCS1007 | 4790
APC BY SCHNEIDER ELECTRIC | SERVICE PACK 1 YEAR EXTENDED WARRANTY | WBEXTWAR1YR-SP-01 | 80
APC BY SCHNEIDER ELECTRIC | 1 YEAR EXTENDED HARDWARE WARRANTY FOR INFRASTRUXURE CENTRAL STANDARD | WMS1YRHW-STD | 705
APC BY SCHNEIDER ELECTRIC | BRACKET KIT, REAR RAILS, RACK ATS | AP7768 | 147
APC BY SCHNEIDER ELECTRIC | CORD RETENTION BRACKET FOR RACK ATS | AP7769 | 149
APC BY SCHNEIDER ELECTRIC | APC SMART-UPS RT 192V RM BATTERY PACK - REPLACE ALL BATTERIES IN OPERATION TOGET | SURT192RMXLBP3U | 2860
APC BY SCHNEIDER ELECTRIC | POWER CORD, C20 TO IEC309 (16A), 2.5M | AP9899 | 312
APC BY SCHNEIDER ELECTRIC | APC SMART-UPS RT 48V RM BATTERY PACK | SURTA48RMXLBP2U | 1815
APC BY SCHNEIDER ELECTRIC | VERTICAL FIBER ORGANIZER. COMPREHENSIVE SELECTION OF ACCESSORIES DESIGNED TO ORG | AR8443A | 370
APC BY SCHNEIDER ELECTRIC | APC SMART-UPS HARDWIRE KIT FOR 2200/3000/5000VA SUA MODELS, 120/208/230V | SUA031 | 488
APC BY SCHNEIDER ELECTRIC | 24 CABLE EXTENDER 5-WIRE #10 AWG, UL WITH L21-20R/P | PDW24L21-20XC | 601
APC BY SCHNEIDER ELECTRIC | APC BACK-UPS ES 550VA, 120V, 8 NEMA OUTLETS (4 SURGE) - UPS - DESKTOP - STANDBY | BE550G | 160
APC BY SCHNEIDER ELECTRIC | UPGRADE TO PROVIDE QUARTERLY 5X8 PREVENTIVE MAINTENANCE VISITS | WUPGQPMV5X8-AX-00 | 2000
APC BY SCHNEIDER ELECTRIC | CABLE CONTAINMENT BRACKETS | AR7710 | 275
APC BY SCHNEIDER ELECTRIC | POWER CORD KIT, 16A, 208/230V, C19 TO C20R, 2FT, 3L + 3R | AP98892F | 275
APC BY SCHNEIDER ELECTRIC | 1 YEAR EXTENDED WARRANTY (RENEWAL OR HIGH VOLUME) | WEXTWAR1YR-SP-07 | 1950
APC BY SCHNEIDER ELECTRIC | NARROW VERTICAL CABLE ORGANIZER, NETSHELTER SX, 42U | AR7511 | 249
APC BY SCHNEIDER ELECTRIC | NETSHELTER ZERO U ACCESSORY MOUNTING BRACKET | AR7711 | 200
APC BY SCHNEIDER ELECTRIC | NETSHELTER SX ROOF BRUSH STRIP | AR7714 | 187
APC BY SCHNEIDER ELECTRIC | KOLDLOK INTEGRAL RAISED FLOOR GROMMET | AR7720 | 2600
APC BY SCHNEIDER ELECTRIC | KOLDLOK SURFACE MOUNT RAISED FLOOR GROMMET | AR7730 | 3950
APC BY SCHNEIDER ELECTRIC | KOLDLOK EXTENDED RAISED FLOOR GROMMET | AR7740 | 3380
APC BY SCHNEIDER ELECTRIC | SPOOLS FOR VERTICAL FIBER ORGANIZER QTY. (4) | AR8444 | 170
APC BY SCHNEIDER ELECTRIC | POWER CORD KIT, 16A, 208/230V, C19 TO C20R, 4FT, 3L + 3R | AP98894F | 347
APC BY SCHNEIDER ELECTRIC | APC SMART-UPS RT 208V 8/10KVA BACKPLATE KIT W/ (2) 6-20R AND (1) L6-30R | SURT012 | 279
APC BY SCHNEIDER ELECTRIC | HORIZONTAL CABLE ORGANIZER SIDE CHANNEL 10 TO 18 INCH ADJUSTMENT | AR8016ABLK | 109
APC BY SCHNEIDER ELECTRIC | THE GENUINE APC REPLACEMENT BATTERY CARTRIDGE (RBC) IS TESTED AND CERTIFIED FOR | APCRBC114 | 116
APC BY SCHNEIDER ELECTRIC | INROW RD, 300MM, AIR COOLED, 208-230V, 60HZ | ACRD100 | 24875
APC BY SCHNEIDER ELECTRIC | INROW RECEIVER 17LB, R410A, 6 DIAMETER, 18 LENGTH | ACAC75009 | 7815
APC BY SCHNEIDER ELECTRIC | CABLE SHIELDING PARTITION - BLACK - 750MM WIDE - PASS-THROUGH | AR8183BLK | 164
APC BY SCHNEIDER ELECTRIC | CABLE SHIELDING PARTITION - BLACK - 750MM WIDE | AR8182BLK | 179
APC BY SCHNEIDER ELECTRIC | SERVICE PACK 3 YEAR WARRANTY EXTENSION (FOR NEW PRODUCT PURCHASES) | WBEXTWAR3YR-SP-01 | 153
APC BY SCHNEIDER ELECTRIC | HORIZONTAL CABLE MANAGER, 2U SINGLE SIDE WITH COVER | AR8600 | 159
APC BY SCHNEIDER ELECTRIC | 3 YEAR EXTENDED WARRANTY (RENEWAL OR HIGH VOLUME) | WEXTWAR3YR-SP-07 | 4880
APC BY SCHNEIDER ELECTRIC | INFRASTRUXURE CENTRAL BASIC | AP9465 | 5055
APC BY SCHNEIDER ELECTRIC | NETSHELTER SX 24U 600MM X 1070MM DEEP ENCLOSURE - AN INDUSTRY-STANDARD RACK WITH | AR3104 | 3045
APC BY SCHNEIDER ELECTRIC | APC SMART-UPS ULTRA BATTERY PACK 48V | UXABP48 | 2925
APC BY SCHNEIDER ELECTRIC | APC MODULAR IT POWER DISTRIBUTION CABLE EXTENDER 3 WIRE 16A IEC309 240CM | PDX316IEC-240 | 561
APC BY SCHNEIDER ELECTRIC | 1 YEAR EXTENDED HARDWARE WARRANTY FOR INFRASTRUXURE CENTRAL BASIC | WMS1YRHW-BASIC | 424
APC BY SCHNEIDER ELECTRIC | APC SYMMETRA LX 16KVA N+1 EXTENDED RUN TOWER FRAME, 208/240V INPUT, 208/240V AND | SYAF16KXR9T | 18435
APC BY SCHNEIDER ELECTRIC | S/A BREAKER ADAPTOR 3P T3 | PD3PADAPT3 | 450
APC BY SCHNEIDER ELECTRIC | S/A BREAKER ADAPTOR 3P T5 | PD3PADAPT5 | 968
APC BY SCHNEIDER ELECTRIC | WCONFIGNBQ-NB-20 DISA | WCONFIGNBQ-NB-20 | 8315
APC BY SCHNEIDER ELECTRIC | NETBOTZ ASSEMBLY SERVICES | WASSEMNB-NB-10 | 765
APC BY SCHNEIDER ELECTRIC | MONTHLY PREVENTATIVE MAINTENANCE 5X8 FOR IN ROW ACRD HALF RACK 10KW | WMPMV5X8-AX-15 | 18350
APC BY SCHNEIDER ELECTRIC | MONTHLY PREVENTATIVE MAINTENANCE 7X24 FOR IN ROW ACRD HALF RACK 10KW | WMPMV7X24-AX-15 | 27535
APC BY SCHNEIDER ELECTRIC | QUARTERLY PREVENTATIVE MAINTENANCE 7X24 FOR IN ROW ACRD HALF RACK 10KW | WQPMV7X24-AX-15 | 9175
APC BY SCHNEIDER ELECTRIC | SEMI-ANNUAL PREVENTATIVE MAINTENANCE 7X24 FOR IN ROW ACRD HALF RACK 10KW | WSPMV7X24-AX-15 | 4635
APC BY SCHNEIDER ELECTRIC | START-UP SERVICE 5X8 FOR IN ROW ACRD HALF RACK 10KW | WSTRTUP5X8-AX-15 | 2785
APC BY SCHNEIDER ELECTRIC | APC HIGH PERFORMANCE BATTERY MODULE | SYBT9-B6 | 7525
APC BY SCHNEIDER ELECTRIC | APC SYMMETRA PX 125KW SCALABLE TO 250KW WITH RIGHT MOUNTED MAINTENANCE BYPASS AN | SY125K250DR-PD | 201445
APC BY SCHNEIDER ELECTRIC | APC SYMMETRA PX 250/500KW IO FRAME, 400/480V | SYIOF500KD | 29760
APC BY SCHNEIDER ELECTRIC | APC SYMMETRA PX 250/500KW IO FRAME WITH LEFT MOUNTED MAINTENANCE BYPASS AND DIST | SYIOF500KMBL | 52780
APC BY SCHNEIDER ELECTRIC | PX 250KW STATIC SWITCH MODULE, 400/480V | SYSW250KD | 14310
APC BY SCHNEIDER ELECTRIC | APC SYMMETRA PX 25KW POWER MODULE, 400/480V | SYPM25KD | 19720
APC BY SCHNEIDER ELECTRIC | CONDENSER 1 FAN, SINGLE CIRCUIT, 2.4MBH/1F TD, 230V/1/60 | ACCD75214 | 14540
APC BY SCHNEIDER ELECTRIC | START-UP SERVICE 7X24 FOR IN ROW ACRD HALF RACK 10KW | WSTRTUP7X24-AX-15 | 4240
APC BY SCHNEIDER ELECTRIC | 1 YEAR INFRASTRUXURE CENTRAL BASIC SOFTWARE SUPPORT CONTRACT | WMS1YRBASIC | 422
APC BY SCHNEIDER ELECTRIC | 3-POLE CIRCUIT BREAKER, 225A, T3 TYPE FOR SYMMETRA PX250/500KW | PD3P225AT3B | 1275
APC BY SCHNEIDER ELECTRIC | 3-POLE CIRCUIT BREAKER, 400A, T5 TYPE FOR SYMMETRA PX250/500KW | PD3P400AT5B | 3070
APC BY SCHNEIDER ELECTRIC | 3-POLE CIRCUIT BREAKER, 90A, T1 TYPE FOR SYMMETRA PX250/500KW | PD3P90AT1B | 820
APC BY SCHNEIDER ELECTRIC | APC SMART-UPS RT 3.5M EXTENSION CABLE FOR XLBP2 EXTERNAL BATTERY PACKS | SURT019 | 727
APC BY SCHNEIDER ELECTRIC | INFRASTRUXURE CENTRAL CONFIGURATIO SERVICE | WCONFIG-ISXC-25 | 8315
APC BY SCHNEIDER ELECTRIC | APC REPLACEMENT BATTERY CARTRIDGE #109 | APCRBC109 | 234
APC BY SCHNEIDER ELECTRIC | TC 5WIRE WHIP W/L21-20 61 FT | PDW61L21-20R | 463
APC BY SCHNEIDER ELECTRIC | 1 YEAR 10 NODE INFRASTRUXURE CENTRAL SOFTWARE SUPPORT CONTRACT. AN EXTENSION OF | WMS1YR10N | 297
APC BY SCHNEIDER ELECTRIC | BACK-UPS CS 325 W, O SW | BK325I | 180
APC BY SCHNEIDER ELECTRIC | APC REPLACEMENT BATTERY CARTRIDGE #110 | APCRBC110 | 122
APC BY SCHNEIDER ELECTRIC | APC REPLACEMENT BATTERY CARTRIDGE #113 | APCRBC113 | 133
APC BY SCHNEIDER ELECTRIC | RACK PDU, BASIC, ZERO U, 11 KW, 230V, (36) C13 & (6) C19 | AP7557NA | 1830
APC BY SCHNEIDER ELECTRIC | SURGERARREST PANELMOUNT 208/120V 120KA WITH SURGE COUNTER - SURGE SUPPRESSOR - 2 | PMF3S-A | 2640
APC BY SCHNEIDER ELECTRIC | SURGEARREST PANELMOUNT 208/120V 160KA WITH DISCONNECT AND SURGE COUNTER - SURGE | PMF4DS-A | 3585
APC BY SCHNEIDER ELECTRIC | SURGEARREST PANELMOUNT 480/277V 80KA WITH SURGE COUNTER, NON-MODULAR - SURGE SUP | PMG2X-A | 728
APC BY SCHNEIDER ELECTRIC | SURGEARREST PANELMOUNT 480/277V 160KA WITH SURGE COUNTER - SURGE SUPPRESSOR - 48 | PMG4S-A | 3075
APC BY SCHNEIDER ELECTRIC | SURGEARREST PM 240/120V 80KA, NON-MODULAR - SURGE SUPPRESSOR - 120V,230V - BLACK | PMP2X-A | 515
APC BY SCHNEIDER ELECTRIC | SURGEARREST PANELMOUNT 240/120V 120KA WITH DISCONNECT AND SURGE COUNTER - SURGE | PMP3DS-A | 2920
APC BY SCHNEIDER ELECTRIC | SURGEARREST PANELMOUNT 240/120V 120KA WITH SURGE COUNTER - SURGE SUPPRESSOR - 12 | PMP3S-A | 2355
APC BY SCHNEIDER ELECTRIC | SURGEARREST PANELMOUNT 240/120V 160KA WITH DISCONNECT AND SURGE COUNTER - SURGE | PMP4DS-A | 3300
APC BY SCHNEIDER ELECTRIC | APC SYMMETRA PX 250/500 AIR FILTER | SYOPT005 | 852
APC BY SCHNEIDER ELECTRIC | APC WW 10KVA ISOLATION TRANSFORMER | APTF10KW01 | 4340
APC BY SCHNEIDER ELECTRIC | 1 YEAR NEXT BUSINESS DAY ON-SITE SERVICE SMARTGEN ATS 400A | WONSITENBD-AS-04 | 7585
APC BY SCHNEIDER ELECTRIC | 1 YEAR NEXT BUSINESS DAY ON-SITE SERVICE SMARTGEN ATS 250A POINT PRODUCT | WONSITENBD-AS-03 | 7275
APC BY SCHNEIDER ELECTRIC | SAY SX 42U 750MM SPLIT DOORS ONLY | AR7150 | 991
APC BY SCHNEIDER ELECTRIC | 3 YEAR EXTENDED WARRANTY (RENEWAL OR HIGH VOLUME) | WEXTWAR3YR-SP-01 | 182
APC BY SCHNEIDER ELECTRIC | POWER ARRAY CABINET - EXTERNAL - AC 120/208/240 V | SYAF16KT | 12940
APC BY SCHNEIDER ELECTRIC | 1 YEAR ADVANTAGE PRIME SERVICE PLAN FOR (1) EXTERNAL BATTERY FRAME FOR SYMMETRA | WADVPRIME-NX-83 | 3410
APC BY SCHNEIDER ELECTRIC | (1) PREVENTIVE MAINTENANCE VISIT FOR (1) GALAXY 5000 100 TO 130 KVA UPS | WPMV-G5-13 | 1855
APC BY SCHNEIDER ELECTRIC | SCHEDULING UPGRADE TO 7X24 FOR EXISTING PM OR ADDNL PM VISIT FOR UP TO 40 KVA UP | WUPGPMV7X24-UG-01 | 751
APC BY SCHNEIDER ELECTRIC | SCHEDULING UPGRADE TO 7X24 FOR EXISTING PM OR ADDNL PM VISIT FOR 41 TO 150 KVA | WUPGPMV7X24-UG-02 | 1035
APC BY SCHNEIDER ELECTRIC | APC SMART-UPS RT192V RM BATTERY PACK 2 ROWS | SURT192RMXLBP2 | 7485
APC BY SCHNEIDER ELECTRIC | SMART-UPS RT 15KVA RM 230V | SURT15KRMXLI | 26965
APC BY SCHNEIDER ELECTRIC | TC 3WIRE W/L5-30 15 FOOT | 0M-5356-015 | 334
APC BY SCHNEIDER ELECTRIC | AUTO TRANSFORMER, MODULAR DISTRIBUTION | PDPM288G6H | 48860
APC BY SCHNEIDER ELECTRIC | APC UNIVERSAL TRANSFER SWITCH 6-CIRCUIT | UTS6H | 1005
APC BY SCHNEIDER ELECTRIC | 1 YEAR EXTENDED HARDWARE WARRANTY FOR INFRASTRUXURE CENTRAL ENTERPRISE | WMS1YRHW-ENT | 1275
APC BY SCHNEIDER ELECTRIC | NETBOTZ CONFIGURATION SERVICE IN ISX DESIGNER 1 | WCONFIG1NB-NB-10 | 6320
APC BY SCHNEIDER ELECTRIC | CENTRAL SOFTWARE SUPPORT CONTRACT | WMS3YR500N | 13665
APC BY SCHNEIDER ELECTRIC | SYMMETRA LX 8KVA SCALABLE TO 16KVA N+1 | SYA8K16IXR | 40095
APC BY SCHNEIDER ELECTRIC | UPS - RACK-MOUNTABLE - 208V - 4.2 KW - (4) NEMA 5-20R; (1) NEMA L14-30R; (1) NEM | SURTD6000RMXLP3U | 13235
APC BY SCHNEIDER ELECTRIC | MGE GALAXY 5000 100/130KVA 480V | 0M-G5TU100K130G | 44110
APC BY SCHNEIDER ELECTRIC | APC SYMMETRA PX160 BATTERY FRAME | SYCFXR9-S | 20620
APC BY SCHNEIDER ELECTRIC | 1 YEAR NEXT BUSINESS DAY ON-SITE SERVICE | WONSITENBD-SB-16 | 1775
APC BY SCHNEIDER ELECTRIC | START-UP SERVICE 5X8 | WSTRTUP5X8-SB-16 | 1075
APC BY SCHNEIDER ELECTRIC | NETSHELTER WIDE RECESSED RAIL KIT | AR7578 | 432
APC BY SCHNEIDER ELECTRIC | POLE POWER DISTRIBUTION UNIT | MPDU10K30F-42 | 2425
APC BY SCHNEIDER ELECTRIC | SYMMETRA PX INTELLIGENCE MODULE | WSYMIM4 | 5400
APC BY SCHNEIDER ELECTRIC | INROW RD 300MM,FLUID COOLED | ACRD200 | 27785
APC BY SCHNEIDER ELECTRIC | APC SMART-UPS RT 5KVA, 208V, RACK, 3U, 4X 5-20R, 1X L6-30R, 1X L14-30R NEMA OUTL | SURTD5000RMXLP3U | 12140
APC BY SCHNEIDER ELECTRIC | ISOLATION VALVE ASSEMBLIES | ACAC10022 | 311
APC BY SCHNEIDER ELECTRIC | INROW RC/SC DOOR KEY - SPARE PART | W875-00032 | 878.4
APC BY SCHNEIDER ELECTRIC | INROW RC, 600MM, CHILLED WATER | ACRC500 | 29920
APC BY SCHNEIDER ELECTRIC | NBES0304 - WIRED, SENSOR, NETBOTZ, DRY CONTACT CABLE, 15 FT TAA - MALE RIGHT G | NBES0304 | 65
APC BY SCHNEIDER ELECTRIC | NETBOTZ DOOR SWITCH SENSOR | NBES0302 | 137
APC BY SCHNEIDER ELECTRIC | NETBOTZ ROOM SENSOR POD 155, SENSOR POD OPTIMIZED FOR WALL MOUNTING THAT SUPPORT | NBPD0155 | 582
APC BY SCHNEIDER ELECTRIC | (1) YEAR ADVANTAGE ULTRA SERVICE PLAN FOR (1) SYMMETRA PX UPS 80KVA 80 OR 100 FR | WADVULTRA-PX-38 | 13195
APC BY SCHNEIDER ELECTRIC | (1) YEAR ADVANTAGE PLUS SERVICE PLAN FOR (1) SYMMETRA PX UPS 80KVA 80 OR 100 FRA | WADVPLUS-PX-38 | 8585
APC BY SCHNEIDER ELECTRIC | 1 YEAR EXTENDED WARRANTY (RENEWAL OR HIGH VOLUME) | WEXTWAR1YR-SP-02 | 98
APC BY SCHNEIDER ELECTRIC | NETBOTZ LEAK ROPE SENSOR - 20 FT. | NBES0308 | 513
APC BY SCHNEIDER ELECTRIC | NETBOTZ ADVANCED SOFTWARE PACK #1 | NBWN0005 | 177
APC BY SCHNEIDER ELECTRIC | UNIVERSAL SENSOR THAT DETECTS SMOKE IN IT SPACES. THIS SENSOR SUPPLEMENTS THE EX | NBES0307 | 432
APC BY SCHNEIDER ELECTRIC | NETBOTZ RACK SENSOR POD 150 | NBPD0150 | 371
APC BY SCHNEIDER ELECTRIC | SURFACE MOUNTING BRACKETS FOR NETBOTZ ROOM MONITOR APPLIANCE OR CAMERA POD | NBAC0301 | 171
APC BY SCHNEIDER ELECTRIC | RACK MOUNTING BRACKET FOR CAMERA POD 160 | NBAC0302 | 198
APC BY SCHNEIDER ELECTRIC | NETBOTZ DOOR SWITCH SENSORS (2) FOR AN APC RACK - 12 FT. | NBES0303 | 175
APC BY SCHNEIDER ELECTRIC | NETBOTZ VIBRATION SENSOR - 12 FT. | NBES0306 | 177
APC BY SCHNEIDER ELECTRIC | EXTEND THE LENGTH OF YOUR ROPE LEAK SENSOR TO ENSURE PROPER LEAK DETECTION COVER | NBES0309 | 405
APC BY SCHNEIDER ELECTRIC | NETBOTZ DEVICE MONITORING PACK | NBWN0006 | 497
APC BY SCHNEIDER ELECTRIC | BASE - 2 YEAR SOFTWARE SUPPORT CONTRACT | NBWN0002 | 566
APC BY SCHNEIDER ELECTRIC | EXTENSION - 1 YEAR SOFTWARE | NBWN0003 | 359
APC BY SCHNEIDER ELECTRIC | EXTENSION - 1 YEAR SOFTWARE | NBWN0004 | 548
APC BY SCHNEIDER ELECTRIC | USB CABLE - 4 PIN MINI-USB TYPE A - FEMALE - 4 PIN MINI-USB TYPE A - MALE - 5 M | NBAC0213L | 108
APC BY SCHNEIDER ELECTRIC | NETBOTZ USB LATCHING REPEATER CABLE, PLENUM - 5M | NBAC0213P | 168
APC BY SCHNEIDER ELECTRIC | NETBOTZ USB LATCHING CABLE, LSZH - 5M | NBAC0214L | 75
APC BY SCHNEIDER ELECTRIC | NETBOTZ USB LATCHING CABLE, PLENUM - 5M | NBAC0214P | 89
APC BY SCHNEIDER ELECTRIC | NETBOTZ 0-5V CABLE - 15 FT. | NBES0305 | 105
APC BY SCHNEIDER ELECTRIC | APC SMART-UPS RT 15KVA RM 208V | SURT15KRMXLT | 30575
APC BY SCHNEIDER ELECTRIC | (1) YEAR ADVANTAGE PLUS SERVICE PLAN | WADVPLUS-AX-14 | 2535
APC BY SCHNEIDER ELECTRIC | UPS - 120V,208V - 12 KW - DB-9 RS-232,RJ-45 10/100 BASE-T,SMART-SLOT - (12) NEMA | SURT15KRMXLT-TF5 | 31965
APC BY SCHNEIDER ELECTRIC | SCHNEIDER ELECTRIC WADVPLUS-NX-81 (1) YEAR ADVANTAGE PLUS SERVICE PLAN FOR (1) S | WADVPLUS-NX-81 | 13730
APC BY SCHNEIDER ELECTRIC | (1) YEAR ADVANTAGE PLUS SERVICE PLAN FOR (1) SY 200 KVA UPS, (2) XR FRAMES AND P | WADVPLUS-NX-82 | 15965
APC BY SCHNEIDER ELECTRIC | (1) YEAR ADVANTAGE PLUS SERVICE PLAN FOR (1) SY 300 KVA UPS, (4) XR FRAMES AND P | WADVPLUS-NX-85 | 18550
APC BY SCHNEIDER ELECTRIC | (1) YEAR ADVANTAGE PRIME SERVICE PLAN FOR (1) SY 250 KVA UPS, (2) XR FRAMES AND | WADVPRIME-NX-84 | 31495
APC BY SCHNEIDER ELECTRIC | (1) YEAR ADVANTAGE PRIME SERVICE PLAN FOR (1) SY 300 KVA UPS, (4) XR FRAMES AND | WADVPRIME-NX-85 | 34305
APC BY SCHNEIDER ELECTRIC | (1) YEAR ADVANTAGE ULTRA SERVICE PLAN FOR (1) SY 100 TO 250 KVA UPS, (2) XR FRAM | WADVULTRA-NX-81 | 28070
APC BY SCHNEIDER ELECTRIC | (1) YEAR ADVANTAGE ULTRA SERVICE PLAN FOR (1) SY 200 KVA UPS, (2) XR FRAMES AND | WADVULTRA-NX-82 | 32640
APC BY SCHNEIDER ELECTRIC | (1) YEAR ADVANTAGE ULTRA SERVICE PLAN FOR (1) SY 250 KVA UPS, (2) XR FRAMES AND | WADVULTRA-NX-84 | 36865
APC BY SCHNEIDER ELECTRIC | (1) YEAR ADVANTAGE ULTRA SERVICE PLAN FOR (1) SY 300 KVA UPS, (4) XR FRAMES AND | WADVULTRA-NX-85 | 41950
APC BY SCHNEIDER ELECTRIC | (1) YEAR ADVANTAGE ULTRA SERVICE PLAN FOR (1) SY 400 KVA UPS, (4) XR FRAMES AND | WADVULTRA-NX-86 | 46555
APC BY SCHNEIDER ELECTRIC | (1) YEAR ADVANTAGE ULTRA SERVICE PLAN FOR (1) SY 500 KVA UPS, (4) XR FRAMES AND | WADVULTRA-NX-87 | 51310
APC BY SCHNEIDER ELECTRIC | PDM3520IEC309-260 - POWER DISTRIBUTION MODULE - 230 V - 1 IEC 309 | PDM3520IEC309-260 | 1150
APC BY SCHNEIDER ELECTRIC | IT POWER DISTRIBUTION MODULE 3 POLE 5 WIRE 20A 240V IEC309 320CM | PDM3520IEC309-320 | 1145
APC BY SCHNEIDER ELECTRIC | IT POWER DISTRIBUTION MODULE 3 POLE 5 WIRE 20A 240V IEC309 440CM | PDM3520IEC309-440 | 1175
APC BY SCHNEIDER ELECTRIC | IT POWER DISTRIBUTION MODULE 3 POLE 5 WIRE 20A 240V IEC309 560CM | PDM3520IEC309-560 | 1205
APC BY SCHNEIDER ELECTRIC | APC IT POWER DISTRIBUTION MODULE 3 POLE 5 WIRE 20A 240V IEC309 620CM | PDM3520IEC309-620 | 1220
APC BY SCHNEIDER ELECTRIC | IT POWER DISTRIBUTION MODULE 3 POLE 5 WIRE 20A 240V IEC309 680CM | PDM3520IEC309-680 | 1235
APC BY SCHNEIDER ELECTRIC | 1) YEAR ADVANTAGE ULTRA SERVICE PLAN FOR (1) INFRASTRUXURE INROW RC CHILLED WATE | WADVULTRA-AX-26 | 4890
APC BY SCHNEIDER ELECTRIC | (1) YEAR ADVANTAGE ULTRA SERVICE PLAN FOR (1) SYMMETRA PX UPS 10KVA 80 OR 100 FR | WADVULTRA-PX-31 | 10355
APC BY SCHNEIDER ELECTRIC | CDU FLEXIBLE FLUID PIPING COUPLINGS | ACAC20006 | 584
APC BY SCHNEIDER ELECTRIC | SMART-UPS RT - 208V - 16 KW - DB-9 RS-232,RJ-45 10/100 BASE-T,SMART-SLOT - (1) H | SURT20KRMXLT | 36680
APC BY SCHNEIDER ELECTRIC | INFRASTRUXURE CENTRALBASICMANAGEMENTPACK | AP9482 | 6435
APC BY SCHNEIDER ELECTRIC | 1 YEAR 4HR 7X24 RESPONSE UPGRADE TO FACTOR WARRANTY OR EXISTING SERVICE CONTRACT | WUPG4HR-UG-02 | 2360
APC BY SCHNEIDER ELECTRIC | (1) BATTERY PREVENTIVE MAINTENANCE VISIT | WBPMV-UP-01 | 31
APC BY SCHNEIDER ELECTRIC | START-UP SERVICE FOR (1) GALAXY 3500 OR SUVT 10 - 15 KVA UPS | WSTRTUP-G3-21 | 1945
APC BY SCHNEIDER ELECTRIC | START-UP SERVICE FOR (1) GALAXY 3500 OR SUVT 20 KVA UPS | WSTRTUP-G3-22 | 1945
APC BY SCHNEIDER ELECTRIC | SCHEDULED 5X8 START-UP SERVICE FOR SYMMETRA MW 1200-1600KW | WSTRTUP-MW-11 | 9290
APC BY SCHNEIDER ELECTRIC | NETSHELTER SX 24U 600MM WIDE X 1070MM DEEP ENCLOSURE - 1250 LBS. SHOCK PACKAGING | AR3104SP1 | 3935
APC BY SCHNEIDER ELECTRIC | 1 YEAR 8HR 7X24 RESPONSE UPGRADE TO FACTORY WARRANTY OR EXISTING SERVICE CONTRAC | WUPG8HR7X24-UG-03 | 2835
APC BY SCHNEIDER ELECTRIC | (1) YEAR ADVANTAGE ULTRA SERVICE PLAN FOR (1) INFRASTRUXURE INROW SC | WADVULTRA-AX-14 | 4140
APC BY SCHNEIDER ELECTRIC | (1) YEAR ADVANTAGE ULTRA SERVICE PLAN FOR (1) SYMMETRA PX UPS 10KVA 40 AND/OR PD | WADVULTRA-PX-21 | 8055
APC BY SCHNEIDER ELECTRIC | (1) YEAR ADVANTAGE ULTRA SERVICE PLAN FOR (1) SYMMETRA PX UPS 30KVA 40 AND/OR PD | WADVULTRA-PX-23 | 9040
APC BY SCHNEIDER ELECTRIC | SCHEDULING UPGRADE TO 7X24 FOR EXISTING BATTERY PREVENTIVE MAINTENANCE SERVICE - | WUPGBPMV7X24-UP-01 | 10.75
APC BY SCHNEIDER ELECTRIC | SCHEDULING UPGRADE TO 7X24 FOR EXISTING PM OR ADDNL PM VISIT FOR 151 TO 500 KVA | WUPGPMV7X24-UG-03 | 1610
APC BY SCHNEIDER ELECTRIC | INROW SC SYSTEM 1 INROW SC, 1 NETSHELTER SX RACK 600MM, AND REAR CONTAINMENT | RACSC101 | 22125
APC BY SCHNEIDER ELECTRIC | INROW SC SYSTEM 1 INROW SC, 1 NETSHELTER SX RACK 600MM, WITH FRONT AND REAR CONT | RACSC112 | 28810
APC BY SCHNEIDER ELECTRIC | (1) YEAR ADVANTAGE ULTRA SERVICE PLAN FOR (1) SYMMETRA PX UPS 40KVA 40 AND/OR PD | WADVULTRA-PX-24 | 9630
APC BY SCHNEIDER ELECTRIC | (1) YEAR ADVANTAGE ULTRA SERVICE PLAN FOR (1) SYMMETRA PX UPS 30KVA 80 AND/OR PD | WADVULTRA-PX-33 | 10990
APC BY SCHNEIDER ELECTRIC | TOOLLESS HOOK AND LOOP CABLE MANAGERS | AR8621 | 99
APC BY SCHNEIDER ELECTRIC | 3 YEAR STRUXUREWARE CENTRAL BASIC SOFTWARE SUPPORT CONTRACT | WMS3YRBASIC | 989
APC BY SCHNEIDER ELECTRIC | UPS - EXTERNAL - ONLINE - 8 KW - 1 X MANAGEMENT - ETHERNET 10BASE-T/100BASE-TX - | SUVTP10KF1B2S | 13670
APC BY SCHNEIDER ELECTRIC | 1 YEAR 8HR 7X24 RESPONSE UPGRADE TO FACTORY WARRANTY OR EXISTING SERVICE CONTRAC | WUPG8HR7X24-UG-01 | 1005
APC BY SCHNEIDER ELECTRIC | (1) YEAR ADVANTAGE ULTRA SERVICE PLAN FOR (1) SYMMETRA PX UPS 20KVA 40 AND/OR PD | WADVULTRA-PX-22 | 8570
APC BY SCHNEIDER ELECTRIC | 1 YEAR 8HR 7X24 RESPONSE UPGRADE TO FACTORY WARRANTY OR EXISTING SERVICE CONTRAC | WUPG8HR7X24-UG-02 | 2010
APC BY SCHNEIDER ELECTRIC | (1) YEAR ADVANTAGE ULTRA SERVICE PLAN FOR (1) SILCON 20KVA | WADVULTRA-SL-11 | 8485
APC BY SCHNEIDER ELECTRIC | INROW SC SYSTEM 1 INROW SC 50HZ 1PH 1 NE | RACSC112E | 25630
APC BY SCHNEIDER ELECTRIC | APC IT POWER DISTRIBUTION MODULE 3 POLE 5 WIRE 32A IEC309 440CM | PDM3532IEC-440 | 1150
APC BY SCHNEIDER ELECTRIC | (1) YEAR ADVANTAGE PLUS SERVICE PLAN FOR (1) GALAXY 3500 OR SUVT 10-15 KVA UPS | WADVPLUS-G3-21 | 3220
APC BY SCHNEIDER ELECTRIC | (1) YEAR ADVANTAGE PLUS SERVICE PLAN FOR (1) GALAXY 3500 OR SUVT 20 KVA UPS | WADVPLUS-G3-22 | 4055
APC BY SCHNEIDER ELECTRIC | (1) YEAR ADVANTAGE PLUS SERVICE PLAN FOR (1) GALAXY 3500 OR SUVT 30 KVA UPS | WADVPLUS-G3-23 | 4625
APC BY SCHNEIDER ELECTRIC | (1) YEAR ADVANTAGE PLUS SERVICE PLAN FOR (1) GALAXY 3500 OR SUVT 40 KVA UPS | WADVPLUS-G3-24 | 4900
APC BY SCHNEIDER ELECTRIC | 1YR ADV PRIME SVC PLAN FOR 1 GALAXY 3500 | WADVPRIME-G3-23 | 6420
APC BY SCHNEIDER ELECTRIC | (1) YEAR ADVANTAGE ULTRA SERVICE PLAN FOR (1) GALAXY 3500 OR SUVT 10-15 KVA UPS | WADVULTRA-G3-21 | 5360
APC BY SCHNEIDER ELECTRIC | (1) YEAR ADVANTAGE ULTRA SERVICE PLAN FOR (1) GALAXY 3500 OR SUVT 20 KVA UPS | WADVULTRA-G3-22 | 6990
APC BY SCHNEIDER ELECTRIC | (1) YEAR ADVANTAGE ULTRA SERVICE PLAN FOR (1) GALAXY 3500 OR SUVT 30 KVA UPS | WADVULTRA-G3-23 | 7960
APC BY SCHNEIDER ELECTRIC | (1) ADDITIONAL CONTRACT PREVENTIVE MAINTENANCE VISIT FOR (1) EPS 6000 300 TO 375 | WPMV-E6-37 | 3205
APC BY SCHNEIDER ELECTRIC | (1) ADDITIONAL CONTRACT PREVENTIVE MAINTENANCE VISIT FOR (1) EPS 7000 300 TO 500 | WPMV-E7-50 | 2800
APC BY SCHNEIDER ELECTRIC | (1) ADDITIONAL CONTRACT PREVENTIVE MAINTENANCE VISIT FOR (1) EPS 8000 1100 TO 11 | WPMV-E8-11 | 3005
APC BY SCHNEIDER ELECTRIC | (1) ADDITIONAL CONTRACT PREVENTIVE MAINTENANCE VISIT FOR (1) EPSILON 200 TO 600A | WPMV-ES-60 | 2005
APC BY SCHNEIDER ELECTRIC | (1) ADDNL CONTRACT PREVENTIVE MAINTENANCE VISIT 5X8 FOR (1) GALAXY 3500 OR SUVT | WPMV-G3-23 | 1535
APC BY SCHNEIDER ELECTRIC | 1 PREVENTIVE MAINTENANCE VISIT | WPMV-G4-50 | 1535
APC BY SCHNEIDER ELECTRIC | (1) ADDITIONAL CONTRACT PREVENTIVE MAINTENANCE VISIT FOR (1) GALAXY PW 225 KVA U | WPMV-GP-22 | 2385
APC BY SCHNEIDER ELECTRIC | (1) ADDITIONAL CONTRACT PREVENTIVE MAINTENANCE VISIT FOR (1) PMM 30 TO 300 AMP | WPMV-PM-30 | 1500
APC BY SCHNEIDER ELECTRIC | (1) SITE INSPECTION VISIT VISIT FOR (1) EPS 6000 150 TO 225 KVA UPS | WSITEINSPEC-E6-37 | 2235
APC BY SCHNEIDER ELECTRIC | SCHEDULING UPGRADE TO 7X24 | WUPGPMV7X24-UG-04 | 1990
APC BY SCHNEIDER ELECTRIC | SMART-UPS VT - UPS - EXTERNAL - ONLINE - AC 120/208 V +/- 5% ( 57 - 63 HZ ) - 24 | SUVTP30KF4B4S | 23050
APC BY SCHNEIDER ELECTRIC | APC SMART-UPS VT | SUVTP30KH4B4S | 30385
APC BY SCHNEIDER ELECTRIC | APC SYMMETRA PX 150KW SCALABLE TO 250KW WITH MAINTENANCE BYPASS LEFT & DISTRIBUT | SY150K250DL-PD | 245535
APC BY SCHNEIDER ELECTRIC | 1 YEAR 4HR 7X24 RESPONSE UPGRADE TO FACTORY WARRANTY OR EXISTING SERVICE CONTRAC | WUPG4HR-UG-01 | 1155
APC BY SCHNEIDER ELECTRIC | THIS APC REPLACEMENT BATTERY CARTRIDGE IS SPECIFICALLY DESIGNED TO BE FULLY COMP | RBC40 | 88
APC BY SCHNEIDER ELECTRIC | (1) YEAR ADVANTAGE ULTRA SERVICE PLAN FOR (1) PX RDP | WADVULTRA-PX-40 | 3360
APC BY SCHNEIDER ELECTRIC | BR700G - UPS - TOWER - LINE-INTERACTIVE - 120 V - 420WATT - 700VA - 15A - USB - | BR700G | 265
APC BY SCHNEIDER ELECTRIC | SMART-UPS VT 15KVA 208V W/2 BATT MOD EXP TO 4, START-UP 5X8, INT MAINT BYPASS, P | SUVTP15KF2B4S | 17080
APC BY SCHNEIDER ELECTRIC | PREVENTIVE MAINTENANCE VISIT | WPMV-G3-22 | 1535
APC BY SCHNEIDER ELECTRIC | (1) YEAR ADVANTAGE ULTRA SERVICE PLAN FOR (1) SYMMETRA PX UPS 60KVA 80 OR 100 FR | WADVULTRA-PX-36 | 12535
APC BY SCHNEIDER ELECTRIC | (1) YEAR ADVANTAGE PRIME SERVICE PLAN FOR (1) INFRASTRUXURE INROW SC | WADVPRIME-AX-14 | 3160
APC BY SCHNEIDER ELECTRIC | APC RACK AIR CONTAINMENT FRONT ASSEMBLY | ACCS1004 | 4385
APC BY SCHNEIDER ELECTRIC | APC SMART-UPS VT | SUVTP15KF4B4S | 18645
APC BY SCHNEIDER ELECTRIC | (1) ADDITIONAL CONTRACT PREVENTIVE MAINTENANCE VISIT 5X8 FOR (1) SYMMETRA PX UPS | WPMV-PX-21 | 1950
APC BY SCHNEIDER ELECTRIC | APC SYMMETRA LX INPUT/OUTPUT WIRING TRAY-200/208V | SYAFSU14 | 1565
APC BY SCHNEIDER ELECTRIC | APC SMART-UPS X-SERIES EXTERNAL BATTERY PACK RACK/TOWER 48V, 864VAH, RACKMOUNT, | SMX48RMBP2U | 1245
APC BY SCHNEIDER ELECTRIC | UPS - EXTERNAL - ONLINE - AC 120/208/220 V - 8 KW - 1 X MANAGEMENT - ETHERNET 10 | SUVTP10KF2B4S | 15600
APC BY SCHNEIDER ELECTRIC | UPS - EXTERNAL - ONLINE - AC 120/208/220 V - 8 KW - 1 X MANAGEMENT - ETHERNET 10 | SUVTP10KF3B4S | 16425
APC BY SCHNEIDER ELECTRIC | UPS - EXTERNAL - ONLINE - AC 120/208/220 V - 16 KW - 1 X MANAGEMENT - ETHERNET 1 | SUVTP20KF2B4S | 19370
APC BY SCHNEIDER ELECTRIC | UPS - EXTERNAL - ONLINE - AC 120/208/220 V - 16 KW - 1 X MANAGEMENT - ETHERNET 1 | SUVTP20KF3B4S | 20120
APC BY SCHNEIDER ELECTRIC | UPS - EXTERNAL - ONLINE - AC 120/208/220 V - 16 KW - 1 X MANAGEMENT - ETHERNET 1 | SUVTP20KF4B4S | 20945
APC BY SCHNEIDER ELECTRIC | 3 YEAR 1000 NODE STRUXUREWARE CENTRAL SOFTWARE SUPPORT CONTRACT | WMS3YR1000N | 24395
APC BY SCHNEIDER ELECTRIC | 1 YEAR 1000 NODE INFRASTRUXURE CENTRAL SOFTWARE SUPPORT CONTRACT | WMS1YR1000N | 10250
APC BY SCHNEIDER ELECTRIC | MGE GALAXY 3500 10KVA 208V WITH 1 BATTERY MODULE EXPANDABLE TO 2, START-UP 5X8 | G35T10KF1B2S | 12955
APC BY SCHNEIDER ELECTRIC | MGE GALAXY 3500 10KVA 208V WITH 2 BATTERY MODULES, START-UP 5X8 | G35T10KF2B2S | 14045
APC BY SCHNEIDER ELECTRIC | MGE GALAXY 3500 10KVA 208V WITH 4 BATTERY MODULES, START-UP 5X8 | G35T10KF4B4S | 16605
APC BY SCHNEIDER ELECTRIC | UPS - 120V - 208V - 12 KW - (1) HARD WIRE 4-WIRE (3PH + G); (1) HARD WIRE 5-WIRE | G35T15KF2B2S | 15030
APC BY SCHNEIDER ELECTRIC | MGE GALAXY 3500 15KVA 208V WITH 2 BATTERY MODULES EXPANDABLE TO 4, START-UP 5X8 | G35T15KF2B4S | 16225
APC BY SCHNEIDER ELECTRIC | MGE GALAXY 3500 15KVA 208V WITH 4 BATTERY MODULES, START-UP 5X8 | G35T15KF4B4S | 17845
APC BY SCHNEIDER ELECTRIC | MGE GALAXY 3500 15KVA 400V | G35T15KH4B4S | 23965
APC BY SCHNEIDER ELECTRIC | UPS - 120V - 208V - 16 KW - (1) HARD WIRE 4-WIRE (3PH + G); (1) HARD WIRE 5-WIRE | G35T20KF2B4S | 18370
APC BY SCHNEIDER ELECTRIC | MGE GALAXY 3500 20KVA 208V WITH 3 BATTERY MODULES EXPANDABLE TO 4, START-UP 5X8 | G35T20KF3B4S | 19350
APC BY SCHNEIDER ELECTRIC | MGE GALAXY 3500 20KVA 208V WITH 4 BATTERY MODULES, START-UP 5X8 | G35T20KF4B4S | 20025
APC BY SCHNEIDER ELECTRIC | MGE GALAXY 3500 30KVA 208V WITH 4 BATTERY MODULES, START-UP 5X8 | G35T30KF4B4S | 21825
APC BY SCHNEIDER ELECTRIC | MGE GALAXY 3500 EXTENDED RUN ENCLOSURE, WITH MCCB, WITH 6 BATTERY MODULES | G35TBXR6B6 | 15435
APC BY SCHNEIDER ELECTRIC | MGE GALAXY 3500 PARALLEL OPERATION BAYING KIT | G35TOPT011 | 390
APC BY SCHNEIDER ELECTRIC | RACK PDU, BASIC, 1U, 30A, 208V, NEMA L6-30P, 10 IEC 60320 C13, RELIABLE RACK POW | AP9571A | 586
APC BY SCHNEIDER ELECTRIC | 1) YEAR ADVANTAGE ULTRA SERVICE PLAN FOR (1) SILCON 60KVA | WADVULTRA-SL-12 | 11460
APC BY SCHNEIDER ELECTRIC | 5X8 SCHEDULED ASSEMBLY SERVICE FOR 1-5 RACKS | WASSEM5X8-5R-PX-20 | 4870
APC BY SCHNEIDER ELECTRIC | APC SYMMETRA PX POWER MODULE | SYPM10K16H | 20755
APC BY SCHNEIDER ELECTRIC | NETSHELTER 4 POST OPEN FRAME RACK | AR203A | 1280
APC BY SCHNEIDER ELECTRIC | SCHEDULED ASSEMBLY AND START-UP SERVICE FOR TWO AIR REMOVAL UNITS (ARU) | WASSEM5X8-AX-11 | 3140
APC BY SCHNEIDER ELECTRIC | SCHEDULED ASSEMBLY SERVICE 5X8 FOR INROW RD10 KW WATER/GLYCOL AND AIR COOLED | WASSEM5X8-AX-15 | 2365
APC BY SCHNEIDER ELECTRIC | SCHEDULED ASSEMBLY OF THE HOT AISLE ENCLOSURE KIT SPECIFIC COMPONENTS 10-14 FRAM | WASSEM5X8-AX-20 | 5890
APC BY SCHNEIDER ELECTRIC | (1) ASSEMBLY SERVICE PER RACK OR INROW AIR CONTAINMENT COMPONENT POSITION FRONT | WASSEM5X8-AX-21 | 787
APC BY SCHNEIDER ELECTRIC | SCHEDULED AIR ASSEMBLY SERVICE 5X8 FOR INROW RP DX UNITS | WASSEM5X8-AX-41 | 2470
APC BY SCHNEIDER ELECTRIC | SCHEDULED ASSEMBLY SERVICE 5X8 FOR (1) SY 200 KVA UPS, UP TO (2) XR FRAMES AND P | WASSEMUPS-NX-82 | 14595
APC BY SCHNEIDER ELECTRIC | SCHEDULED ASSEMBLY SERVICE 5X8 FOR (1) SY 400 KVA UPS, UP TO (4) XR FRAMES AND P | WASSEMUPS-NX-86 | 22960
APC BY SCHNEIDER ELECTRIC | (1) YEAR ADVANTAGE PLUS SERVICE PLAN FOR (1) IN ROW ACRD HALF RACK 10KW | WADVPLUS-AX-15 | 4300
APC BY SCHNEIDER ELECTRIC | (1) YEAR ADVANTAGE PLUS SERVICE PLAN FOR (1) INROOM CHILLED WATER 87KW | WADVPLUS-AX-27 | 6150
APC BY SCHNEIDER ELECTRIC | (1) YEAR ADVANTAGE PLUS SERVICE PLAN FOR (1) NETWORKAIR FM | WADVPLUS-AX-42 | 5005
APC BY SCHNEIDER ELECTRIC | (1) YEAR ADVANTAGE PLUS SERVICE PLAN FOR (1) NETWORKAIR FM | WADVPLUS-AX-45 | 6590
APC BY SCHNEIDER ELECTRIC | (1) YEAR ADVANTAGE PLUS SERVICE PLAN FOR (1) INFRASTRUXURE 60KVA ,150KVA PDU | WADVPLUS-PD-50 | 2895
APC BY SCHNEIDER ELECTRIC | (1) YEAR ADVANTAGE PRIME SERVICE PLAN FOR (1) IN ROW ACRD HALF RACK 10KW | WADVPRIME-AX-15 | 6015
APC BY SCHNEIDER ELECTRIC | (1) YEAR ADVANTAGE PRIME SERVICE PLAN FOR (1) INROOM CHILLED WATER 87KW | WADVPRIME-AX-27 | 6990
APC BY SCHNEIDER ELECTRIC | (1) YEAR ADVANTAGE PRIME SERVICE PLAN FOR HIGH-DENSITY COOLING ENCLOSURE | WADVPRIME-AX-60 | 6290
APC BY SCHNEIDER ELECTRIC | (1) YEAR ADVANTAGE PRIME SERVICE PLAN FOR (1) 5U RACK DISTRIBUTION PANEL | WADVPRIME-PD-20 | 1850
APC BY SCHNEIDER ELECTRIC | (1) YEAR ADVANTAGE ULTRA SERVICE PLAN FOR (1) IN ROW ACRD HALF RACK 10KW | WADVULTRA-AX-15 | 7015
APC BY SCHNEIDER ELECTRIC | (1) YEAR ADVANTAGE ULTRA SERVICE PLAN FOR (1) INROOM CHILLED WATER 28-87KW | WADVULTRA-AX-25 | 8410
APC BY SCHNEIDER ELECTRIC | (1) YEAR ADVANTAGE ULTRA SERVICE PLAN FOR (1) INROOM CHILLED WATER GREATER THAN | WADVULTRA-AX-27 | 9290
APC BY SCHNEIDER ELECTRIC | (1) YEAR ADVANTAGE ULTRA SERVICE PLAN FOR (1) INROOM DX 62-86KW | WADVULTRA-AX-39 | 10775
APC BY SCHNEIDER ELECTRIC | (1) YEAR ADVANTAGE ULTRA SERVICE PLAN FOR (1) NETWORKAIR FM | WADVULTRA-AX-43 | 7985
APC BY SCHNEIDER ELECTRIC | (1) YEAR ADVANTAGE ULTRA SERVICE PLAN FOR (1) NETWORKAIR FM | WADVULTRA-AX-44 | 7985
APC BY SCHNEIDER ELECTRIC | (1) YEAR ADVANTAGE ULTRA SERVICE PLAN FOR (1) NETWORKAIR FM | WADVULTRA-AX-45 | 12060
APC BY SCHNEIDER ELECTRIC | (1) YEAR ADVANTAGE ULTRA SERVICE PLAN FOR HIGH-DENSITY COOLING ENCLOSURE | WADVULTRA-AX-60 | 12295
APC BY SCHNEIDER ELECTRIC | (1) YEAR ADVANTAGE ULTRA SERVICE PLAN FOR (1) 5U RACK DISTRIBUTION PANEL | WADVULTRA-PD-20 | 2380
APC BY SCHNEIDER ELECTRIC | (1) YEAR ADVANTAGE ULTRA SERVICE PLAN FOR (1) 1/2 RACK REMOTE POWER PANEL | WADVULTRA-PD-30 | 4625
APC BY SCHNEIDER ELECTRIC | (1) YEAR ADVANTAGE ULTRA SERVICE PLAN FOR (1) INFRASTRUXURE 60KW / 150KW PDU | WADVULTRA-PD-50 | 5130
APC BY SCHNEIDER ELECTRIC | START-UP SERVICE 5X8 FOR (1) INFRASTRUXURE 60KW / 150KW PDU | WSTRTUP5X8-PD-50 | 3010
APC BY SCHNEIDER ELECTRIC | 1 YEAR 8HR 7X24 RESPONSE UPGRADE TO EXISTING SERVICE CONTRACT FOR (1) COOLING PR | WUPG8HR7X24-AX-00 | 837
APC BY SCHNEIDER ELECTRIC | (1) ADDITIONAL CONTRACT PM VISIT FOR (1) SYMMETRA 250KW UPS, FIRST (2) XR FRAMES | WPMV-NX-10 | 2990
APC BY SCHNEIDER ELECTRIC | (1) ADDITIONAL CONTRACT PM VISIT FOR (1) EXTERNAL BATTERY CABINET FOR SYMMETRA 2 | WPMV5X8-NX-83 | 2450
APC BY SCHNEIDER ELECTRIC | (1) ADDITIONAL CONTRACT PREVENTIVE MAINTENANCE VISIT 5X8 FOR (1) INFRASTRUXURE 6 | WPMV5X8-PD-50 | 2670
APC BY SCHNEIDER ELECTRIC | (1) PREVENTIVE MAINTENANCE VISIT | WPMV5X8-PX-23 | 1855
APC BY SCHNEIDER ELECTRIC | (1) PREVENTIVE MAINTENANCE VISIT | WPMV5X8-PX-33 | 1855
APC BY SCHNEIDER ELECTRIC | (1) PREVENTIVE MAINTENANCE VISIT | WPMV5X8-PX-63 | 1655
APC BY SCHNEIDER ELECTRIC | START-UP SERVICE 5X8 FOR (1) SYMMETRA 40KW UPS AND/OR (1) PDU | WSTRTUP-PX-21 | 2580
APC BY SCHNEIDER ELECTRIC | APC SYMMETRA PX | SY16K48H-PD | 75940
APC BY SCHNEIDER ELECTRIC | 1 YEAR 4HR 7X24 RESPONSE UPGRD TO FACTORY WARR OR EXISTING SERVICE CONTRACT FOR | WUPG4HR-UG-04 | 5720
APC BY SCHNEIDER ELECTRIC | MGE GALAXY 3500 INPUT TRANSFORMER | G35TSBPXFM10K30G | 10905
APC BY SCHNEIDER ELECTRIC | AR204A - NETSHELTER 4 POST OPEN FRAME RACK - BLACK | AR204A | 1280
APC BY SCHNEIDER ELECTRIC | 5X8 SCHEDULED ASSEMBLY | WASSEM5X8-3R-PX-10 | 1855
APC BY SCHNEIDER ELECTRIC | DOOR LOCK ASSY | ACDC1009 | 1115
APC BY SCHNEIDER ELECTRIC | RETROFITTABLE CEILING ASSEMBLY 600 MM | ACDC1019 | 1205
APC BY SCHNEIDER ELECTRIC | NETSHELTERDEEP ENCLOSURE NO REAR DOORS | AR3150HACS | 4400
APC BY SCHNEIDER ELECTRIC | INFRASTRUXURE MANAGEMENT SOFWARE | WNSC010101 | 2660
APC BY SCHNEIDER ELECTRIC | INFRASTRUXURE CENTRAL | WNSC010102 | 1140
APC BY SCHNEIDER ELECTRIC | INFRASTRUXURE CENTRAL | WNSC010103 | 760
APC BY SCHNEIDER ELECTRIC | INFRASTRUXURE CENTRAL | WNSC010104 | 64
APC BY SCHNEIDER ELECTRIC | INFRASTRUXURE CENTRAL | WNSC010105 | 64
APC BY SCHNEIDER ELECTRIC | INFRASTRUXURE CENTRAL | WNSC010106 | 190
APC BY SCHNEIDER ELECTRIC | DATA CENTER EXPERT REMOTE MANAGEMENT CONFIGURATION | WNSC010107 | 380
APC BY SCHNEIDER ELECTRIC | INFRASTRUXURE CENTRAL | WNSC010108 | 94
APC BY SCHNEIDER ELECTRIC | DATA CENTER EXPERT BUILDING MANAGEMENT CONFIGURATION | WNSC010109 | 760
APC BY SCHNEIDER ELECTRIC | INFRASTRUXURE FOLLOW ON PREPARATION | WNSC0105 | 999
APC BY SCHNEIDER ELECTRIC | INFRASTRUXURE OPERATIONS | WNSC010202 | 95
APC BY SCHNEIDER ELECTRIC | IT ADVISOR FLOOR EQUIPMENT IDENTIFICATION | WNSC010204 | 12.75
APC BY SCHNEIDER ELECTRIC | IT ADVISOR RACK PDU ASSESSMENT | WNSC010205 | 12.75
APC BY SCHNEIDER ELECTRIC | IT ADVISOR POWER DEPENDENCY CONFIGURATION | WNSC010206 | 19
APC BY SCHNEIDER ELECTRIC | NETSHELTER SX SIDE AIR FLOW DUCT KIT | AR7715 | 609
APC BY SCHNEIDER ELECTRIC | NETSHELTER SX 750MM WIDE X 1070MM DEEP NETWORKING ROOF | AR7252 | 769
APC BY SCHNEIDER ELECTRIC | 4 POST OPEN FRAME TROUGH AND PARTITON | AR8450A | 142
APC BY SCHNEIDER ELECTRIC | SPACER BRACKET FOR 4 POST RACKS, 6IN WIDE (QTY 2) | AR8652 | 193
APC BY SCHNEIDER ELECTRIC | IT ADVISOR FLOOR LAYOUT CREATION | WNSC010203 | 12.75
APC BY SCHNEIDER ELECTRIC | INROW ROOF HEIGHT ADAPTER | ACAC10003 | 963
APC BY SCHNEIDER ELECTRIC | APC DRY CONTACT I/O ACCESSORY | AP9810 | 240
APC BY SCHNEIDER ELECTRIC | TRANSFORMER - EXTERNAL - 20 KW - BLACK | APTF20KW01 | 5840
APC BY SCHNEIDER ELECTRIC | (1) YEAR ADVANTAGE ULTRA SERVICE PLAN FOR (1) SYMMETRA PX UPS 40KVA 80 OR 100 FR | WADVULTRA-PX-34 | 11565
APC BY SCHNEIDER ELECTRIC | NETBOTZ SPOT FLUID SENSOR - 15 FT. | NBES0301 | 197
APC BY SCHNEIDER ELECTRIC | BATTERY DISPOSAL SERVICE - PER BATTERY | WBATTDISP | 1.35
APC BY SCHNEIDER ELECTRIC | BATT RPLCMNT SRVC FOR SILCON SYSTEM-INSTALL AND REMOVAL LABOR PER BATTERY | WBATTREPLC-SL-00 | 63
APC BY SCHNEIDER ELECTRIC | MODULAR BATTERY REPLACEMENT SERVICE 12 X SYBT4 | WMBRS12-MB-T4 | 42010
APC BY SCHNEIDER ELECTRIC | WMBRS12-MB-T5 - BATTERY REPLACEMENT SERVICE, APC SYMMETRA, RECYCLING SERVICE, 34 | WMBRS12-MB-T5 | 11980
APC BY SCHNEIDER ELECTRIC | MODULAR BATTERY REPLACEMENT SERVICE 16 X SYBT4 | WMBRS16-MB-T4 | 55140
APC BY SCHNEIDER ELECTRIC | MODULAR BATTERY REPLACEMENT SERVICE 16 X SYBT5 | WMBRS16-MB-T5 | 16050
APC BY SCHNEIDER ELECTRIC | MODULAR BATTERY REPLACEMENT SERVICE 2 X SYBT4 | WMBRS2-MB-T4 | 7540
APC BY SCHNEIDER ELECTRIC | BATTERY TYPE BATTERY - BRAND SCHNEIDER - APC SYMMETRA, APC SMART-UPS, APC GALAXY | WMBRS24-MB-T4 | 83305
APC BY SCHNEIDER ELECTRIC | MODULAR BATTERY REPLACEMENT SERVICE 24 X SYBT5 | WMBRS24-MB-T5 | 24990
APC BY SCHNEIDER ELECTRIC | MODULAR BATTERY REPLACEMENT SERVICE 3 X SYBT4 | WMBRS3-MB-T4 | 11005
APC BY SCHNEIDER ELECTRIC | MODULAR BATTERY REPLACEMENT SERVICE 3 X SYBT5 | WMBRS3-MB-T5 | 5280
APC BY SCHNEIDER ELECTRIC | MODULAR BATTERY REPLACEMENT SERVICE 32 X SYBT4 | WMBRS32-MB-T4 | 108535
APC BY SCHNEIDER ELECTRIC | MODULAR BATTERY REPLACEMENT SERVICE 4 X SYBT4 | WMBRS4-MB-T4 | 14395
APC BY SCHNEIDER ELECTRIC | MODULAR BATTERY REPLACEMENT SERVICE 4 X SYBT5 | WMBRS4-MB-T5 | 6950
APC BY SCHNEIDER ELECTRIC | MODULAR BATTERY REPLACEMENT SERVICE 6 X SYBT5 | WMBRS6-MB-T5 | 7185
APC BY SCHNEIDER ELECTRIC | MODULAR BATTERY REPLACEMENT SERVICE 8 X SYBT4 | WMBRS8-MB-T4 | 27450
APC BY SCHNEIDER ELECTRIC | MODULAR BATTERY REPLACEMENT SERVICE 9 X SYBT5 | WMBRS9-MB-T5 | 9240
APC BY SCHNEIDER ELECTRIC | BATT RPLCMNT SRVC FOR (1) GALAXY 3000 SYSTEM - INSTALL AND REMOVAL LABOR PER BAT | WBATTREPLC-G3-00 | 74
APC BY SCHNEIDER ELECTRIC | BATT RPLCMNT SRVC FOR (1) GALAXY 4000 SYSTEM - INSTALL AND REMOVAL LABOR PER BAT | WBATTREPLC-G4-00 | 83
APC BY SCHNEIDER ELECTRIC | BATT RPLCMNT SRVC FOR (1) GALAXY 5000 SYSTEM - INSTALL AND REMOVAL LABOR PER BAT | WBATTREPLC-G5-00 | 83
APC BY SCHNEIDER ELECTRIC | BATT RPLCMNT SRVC FOR (1) GALAXY PW SYSTEM - INSTALL AND REMOVAL LABOR PER BATTE | WBATTREPLC-GP-00 | 83
APC BY SCHNEIDER ELECTRIC | (1) ADDITIONAL CONTRACT PM VISIT FOR (1) SYMMETRA PX 10KVA 80 OR 100 FRAME UPS A | WPMV-PX-31 | 2520
APC BY SCHNEIDER ELECTRIC | SCHEDULED ASSEMBLY AND START-UP SERVICE FOR INROW SC AIR COOLED SELF CONTAINED | WASSEM5X8-AX-14 | 3585
APC BY SCHNEIDER ELECTRIC | APC MAINTENANCE BYPASS PANEL | SBPSU20K30F-WP | 1688.95
APC BY SCHNEIDER ELECTRIC | (1) YEAR ADVANTAGE PLUS SERVICE PLAN FOR (1) GALAXY 4000 40 TO 50 KVA UPS | WADVPLUS-G4-50 | 5695
APC BY SCHNEIDER ELECTRIC | SMART-UPS VT SUBFEED DISTRIBUTION 208V | SUVTOPT105 | 3175
APC BY SCHNEIDER ELECTRIC | APC SYMMETRA PX 96KW SCALABLE TO 160KW, 400V W/ INTEGRATED MODULAR DISTRIBUTION | SY96K160H-PD | 223045
APC BY SCHNEIDER ELECTRIC | (1) YEAR ADVANTAGE PRIME SERVICE PLAN FOR (1) SYMMETRA PX UPS 100KVA 100 AND/OR | WADVPRIME-PX-41 | 11050
APC BY SCHNEIDER ELECTRIC | (1) YEAR ADVANTAGE ULTRA SERVICE PLAN | WADVULTRA-PX-39 | 14250
APC BY SCHNEIDER ELECTRIC | (1) YEAR ADVANTAGE ULTRA SERVICE PLAN | WADVULTRA-PX-41 | 15155
APC BY SCHNEIDER ELECTRIC | POWER CABLE - POWER NEMA L6-30 - FEMALE - 35 FEET - BLACK | PDW35L6-30C | 267
APC BY SCHNEIDER ELECTRIC | SMART-UPS VT MAINTENANCE BYPASS CABINET | SUVTSBP20K30F | 4650
APC BY SCHNEIDER ELECTRIC | NETBOTZ CONFIGURATION SERVICE | WCONFIG2NB-NB-10 | 3660
APC BY SCHNEIDER ELECTRIC | (1) YEAR ADVANTAGE ULTRA SERVICE PLAN FOR (1) GALAXY 5000 100 TO 130 KVA UPS | WADVULTRA-G5-13 | 12410
APC BY SCHNEIDER ELECTRIC | APC SMART-UPS RT EQUIPMENT CART | SURT013 | 463
APC BY SCHNEIDER ELECTRIC | SCHEDULED 5X8 ASSEMBLY SERVICE FOR SYMMETRA PX 40 KW UPS AND/OR PDU | WASSEMUPS5X8-PX-21 | 3620
APC BY SCHNEIDER ELECTRIC | NETSHELTER SX 48U 600MM WIDE PERFORATED CURVED DOOR BLACK | AR7007A | 667
APC BY SCHNEIDER ELECTRIC | NETSHELTER SX 42U 750MM WIDE PERFORATED CURVED DOOR BLACK | AR7050A | 867
APC BY SCHNEIDER ELECTRIC | NETSHELTER SX 48U 750MM WIDE PERFORATED CURVED DOOR BLACK | AR7057A | 978
APC BY SCHNEIDER ELECTRIC | RACK PDU,BASIC,ZEROU,16A,230V,(20)C13 & (4)C19; IEC309, 10 FT CORD | AP7554 | 711
APC BY SCHNEIDER ELECTRIC | IT POWER DISTRIBUTION MODULE 3 POLE 5 WIRE 20A 240V IEC309 500CM | PDM3520IEC309-500 | 1215
APC BY SCHNEIDER ELECTRIC | STRUXUREWARE OPERATIONS SUITE FOR DATA CENTERS, 1 YEAR SOFTWARE MAINTENANCE CONT | WOPS1YR10 | 486
APC BY SCHNEIDER ELECTRIC | 1 YEAR SOFTWARE MAINTENANCE CONTRACT | WCHM1YR10 | 875
APC BY SCHNEIDER ELECTRIC | INFRASTRUXURE OPERATIONS 10 RACK LICENSE | AP90010 | 3105
APC BY SCHNEIDER ELECTRIC | (1) YEAR ADVANTAGE PLUS SERVICE PLAN FOR (1) SYMMETRA PX UPS 40KVA 40 AND/OR PDU | WADVPLUS-PX-24 | 5460
APC BY SCHNEIDER ELECTRIC | APC IT POWER DISTRIBUTION MODULE 3 POLE 4 WIRE 50A CS50 1040CM | PDM3450CS50-1040 | 3230
APC BY SCHNEIDER ELECTRIC | APC IT POWER DISTRIBUTION MODULE 3 POLE 4 WIRE 50A CS50 1680CM | PDM3450CS50-1680 | 4310
APC BY SCHNEIDER ELECTRIC | APC IT POWER DISTRIBUTION MODULE 3 POLE 4 WIRE 50A CS50 200CM | PDM3450CS50-200 | 1970
APC BY SCHNEIDER ELECTRIC | APC IT POWER DISTRIBUTION MODULE 3 POLE 4 WIRE 50A CS50 260CM | PDM3450CS50-260 | 2125
APC BY SCHNEIDER ELECTRIC | APC IT POWER DISTRIBUTION MODULE 3 POLE 4 WIRE 50A CS50 320CM | PDM3450CS50-320 | 2170
APC BY SCHNEIDER ELECTRIC | APC IT POWER DISTRIBUTION MODULE 3 POLE 4 WIRE 50A CS50 380CM | PDM3450CS50-380 | 2275
APC BY SCHNEIDER ELECTRIC | APC IT POWER DISTRIBUTION MODULE 3 POLE 4 WIRE 50A CS50 440CM | PDM3450CS50-440 | 2365
APC BY SCHNEIDER ELECTRIC | APC IT POWER DISTRIBUTION MODULE 3 POLE 4 WIRE 50A CS50 500CM | PDM3450CS50-500 | 2400
APC BY SCHNEIDER ELECTRIC | APC IT POWER DISTRIBUTION MODULE 3 POLE 4 WIRE 50A CS50 560CM | PDM3450CS50-560 | 2560
APC BY SCHNEIDER ELECTRIC | APC IT POWER DISTRIBUTION MODULE 3 POLE 4 WIRE 50A CS50 620CM | PDM3450CS50-620 | 2605
APC BY SCHNEIDER ELECTRIC | APC IT POWER DISTRIBUTION MODULE 3 POLE 4 WIRE 50A CS50 680CM | PDM3450CS50-680 | 2765
APC BY SCHNEIDER ELECTRIC | APC IT POWER DISTRIBUTION MODULE 3 POLE 4 WIRE 50A CS50 740C | PDM3450CS50-740 | 2810
APC BY SCHNEIDER ELECTRIC | APC IT POWER DISTRIBUTION MODULE 3 POLE 4 WIRE 50A CS50 800CM | PDM3450CS50-800 | 2900
APC BY SCHNEIDER ELECTRIC | APC IT POWER DISTRIBUTION MODULE 3 POLE 4 WIRE 50A CS50 860CM | PDM3450CS50-860 | 3110
APC BY SCHNEIDER ELECTRIC | APC IT POWER DISTRIBUTION MODULE 3 POLE 4 WIRE 50A CS50 920CM | PDM3450CS50-920 | 3095
APC BY SCHNEIDER ELECTRIC | APC IT POWER DISTRIBUTION MODULE 3 POLE 4 WIRE 50A CS50 980CM | PDM3450CS50-980 | 3235
APC BY SCHNEIDER ELECTRIC | MODULAR BATTERY AND RECYCLING SERVICE 1 X SYBT4 | WMBSYB-MB-T4 | 3275
APC BY SCHNEIDER ELECTRIC | START-UP SERVICE 5X8 FOR 5U RACK DISTRIBUTION PANEL | WSTRTUP5X8-PD-20 | 4790
APC BY SCHNEIDER ELECTRIC | STRUXUREWARE OPERATIONS SUITE FOR DATA CENTERS, 3 YEAR SOFTWARE MAINTENANCE CONT | WOPS3YR10 | 1080
APC BY SCHNEIDER ELECTRIC | APC SMART-UPS RT 20KVA, 208V, LCD, RACKMOUNT, 14U, 12X 5-20R & 4X L6-20R & 1X L6 | SURT20KRMXLT-TF5 | 36690
APC BY SCHNEIDER ELECTRIC | NETSHELTER SX 42U 600MM WIDE PERFORATED CURVED DOOR BLACK | AR7000A | 772
APC BY SCHNEIDER ELECTRIC | 18 CABLE EXTENDER 5-WIRE #10 AWG | PDW18L21-20XC | 497
APC BY SCHNEIDER ELECTRIC | 17 RACK LCD CONSOLE WITH INTEGRATED 8 PORT ANALOG KVM SWITCH - AP5808 - MAIN INP | AP5808 | 3090
APC BY SCHNEIDER ELECTRIC | APC INTEGRATED LCD KVM USB CABLE | AP5822 | 150
APC BY SCHNEIDER ELECTRIC | APC INTEGRATED LCD KVM USB CABLE | AP5821 | 111
APC BY SCHNEIDER ELECTRIC | UPS - 16 KW - DB-9 RS-232, RJ-45 10/100 BASE-T - BLACK | SURT20KRMXLI | 29355
APC BY SCHNEIDER ELECTRIC | 3WIRE WHIP W/L6-30 55 FT | PDW55L6-30C | 251
APC BY SCHNEIDER ELECTRIC | KIT OF 6 1.2M POWER CORD CABL LOCKING C19 TO C20 | AP8714S | 349
APC BY SCHNEIDER ELECTRIC | POWER CORD KIT (6 EA), LOCKING, C19 TO C20 (90 DEGREE), 1.8M | AP8716R | 438
APC BY SCHNEIDER ELECTRIC | KIT OF 6 1.8M POWER CORD 6 EA LOCKING C19 TO C20 | AP8716S | 438
APC BY SCHNEIDER ELECTRIC | POWER CORD, LOCKING C19 TO 5-15P, 3.0M | AP8750 | 74
APC BY SCHNEIDER ELECTRIC | POWER CORD, LOCKING C19 TO 5-20P, 3.0M | AP8751 | 80
APC BY SCHNEIDER ELECTRIC | POWER CORD, LOCKING C19 TO L5-20P, 3.0M | AP8752 | 83
APC BY SCHNEIDER ELECTRIC | POWER CORD, LOCKING C19 TO CEE/7 SCHUKO, 3.0M | AP8755 | 87
APC BY SCHNEIDER ELECTRIC | POWER CORD, LOCKING C19 TO BS1363A (UK), 3.0M | AP8756 | 87
APC BY SCHNEIDER ELECTRIC | POWER CORD, LOCKING C19 TO REWIREABLE, 3.0M | AP8759 | 54
APC BY SCHNEIDER ELECTRIC | NETSHELTER AV 42U 600MM WIDE X 825 DEEP ENCLOSURE WITH SIDES AND 10-32 THREADED | AR3810 | 3535
APC BY SCHNEIDER ELECTRIC | NETSHELTER AV 42U 825MM DEEP SPLIT SIDE PANELS | AR7306 | 551
APC BY SCHNEIDER ELECTRIC | NETSHELTER SX 750MM WIDE X 1200MM DEEP NETWORKING ROOF | AR7716 | 824
APC BY SCHNEIDER ELECTRIC | BR1500G - UPS - TOWER - LINE-INTERACTIVE - 120 V - 865WATT - 1500VA - NEMA 5-15P | BR1500G | 504
APC BY SCHNEIDER ELECTRIC | (1) YEAR ADVANTAGE ULTRA SERVICE PLAN FOR (1) INFRASTRUXURE INROW RP DX AIR COOL | WADVULTRA-AX-41 | 9690
APC BY SCHNEIDER ELECTRIC | APC MAINTENANCE BYPASS PANEL 10-15KVA 208V WALLMOUNT | SBPSU10K15F-WP | 1945
APC BY SCHNEIDER ELECTRIC | SEMI-ANNUAL PREVENTATIVE MAINTENANCE 5X8 FOR NETWORKAIR CW 28-87 KW | WSPMV5X8-AX-22 | 5155
APC BY SCHNEIDER ELECTRIC | (1) YEAR ADVANTAGE ULTRA SERVICE PLAN FOR (1) INFRASTRUXURE INROW RP CHILLED WAT | WADVULTRA-AX-22 | 8330
APC BY SCHNEIDER ELECTRIC | (1) YEAR ADVANTAGE ULTRA SERVICE PLAN FOR (1) SILCON 80KVA | WADVULTRA-SL-13 | 12035
APC BY SCHNEIDER ELECTRIC | MODULAR BATTERY AND RECYCLING SERVICE 3 X SYBT5 | WMBSYB-MB-T5 | 2720
APC BY SCHNEIDER ELECTRIC | APC HIGH PERFORMANCE BATTERY MODULE FOR THE SYMMETRA PX 96/160KW AND PX 48KW | SYBT9-B4 | 4975
APC BY SCHNEIDER ELECTRIC | FOR SYMMETRA PX 100, IT IS RECOMMENDED TO REPLACE ALL FOUR BATTERIES IN A ROW AT | SYBTU2-PLP | 1280
APC BY SCHNEIDER ELECTRIC | SYMMETRA PX96, 160 BATTERY FRAME FOR9BAT | SYCFXR9 | 17875
APC BY SCHNEIDER ELECTRIC | SYMMETRA PX BATTERY FRAME FOR 400V PX 96/160KW & 208V PX 100KW WITH 9 BATTERY MO | SYCFXR9-9 | 61745
APC BY SCHNEIDER ELECTRIC | (1) YEAR ADVANTAGE ULTRA SERVICE PLAN FOR (1) GALAXY 4000 40 TO 50 KVA UPS | WADVULTRA-G4-50 | 9190
APC BY SCHNEIDER ELECTRIC | SYMMETRA RM 200 TO STEP-DOWN TRANSFORMER | SYTF2J | 1665
APC BY SCHNEIDER ELECTRIC | 17 RACK LCD CONSOLE WITH INTEGRATED 16 PORT ANALOG KVM SWITCH - AP5816 - MAIN IN | AP5816 | 3625
APC BY SCHNEIDER ELECTRIC | APC 100KW MODULAR POWER DISTRIBUTION UNIT, ISOLATION TRANSFORMER, 480:208V, 72 P | PDPM100G6F-M | 51545
APC BY SCHNEIDER ELECTRIC | APC BACK UPS RS 500, 230V | BR500CI-AS | 177
APC BY SCHNEIDER ELECTRIC | APC SMART UPS 1500VA LCD 230V | SMT1500I | 1530
APC BY SCHNEIDER ELECTRIC | SMT750I - UPS - TOWER - LINE-INTERACTIVE - 230V - 500WATT - 750VA - SMARTSLOT, U | SMT750I | 894
APC BY SCHNEIDER ELECTRIC | SMX1000I - UPS - RACK/TOWER - LINE-INTERACTIVE - 230V - 800WATT - 1000VA - RJ-45 | SMX1000I | 1680
APC BY SCHNEIDER ELECTRIC | THE 1500VA LINE INTERACTIVE 2U RACK/TOWER UPS PROVIDES PURE SINE WAVE POWER TO S | SMX1500RMI2U | 2315
APC BY SCHNEIDER ELECTRIC | APC SMART UPSX1500VA RACK/TOWER LCD 230V | SMX1500RMI2UNC | 3365
APC BY SCHNEIDER ELECTRIC | APC SMART-UPS X, LINE INTERACTIVE, 750VA, RACK/TOWER CONVERTIBLE 2U, 230V, 8X C1 | SMX750I | 1340
APC BY SCHNEIDER ELECTRIC | APC SMART-UPS VT BATTERY TEMPERATURE SENSOR FOR EXTERNAL BATTERY CABINET | SUVTOPT007 | 124
APC BY SCHNEIDER ELECTRIC | (1) YEAR ADVANTAGE ULTRA SERVICE PLAN FOR (1) COMET 40 TO 50 KVA UPS | WADVULTRA-CM-50 | 12285
APC BY SCHNEIDER ELECTRIC | (1) YEAR ADVANTAGE ULTRA SERVICE PLAN FOR (1) PMM 30 TO 300 AMP | WADVULTRA-PM-30 | 3540
APC BY SCHNEIDER ELECTRIC | POWER DISTRIBUTION UNIT - RACK-MOUNTABLE - 200 V/208 V/230 V240 V - 18 IEC 60320 | AP8858NA3 | 1175
APC BY SCHNEIDER ELECTRIC | SCHNEIDER ELECTRIC AP8841 - POWER DISTRIBUTION UNIT - RACK-MOUNTABLE - 5.0KW, 30 | AP8841 | 1510
APC BY SCHNEIDER ELECTRIC | SCHNEIDER ELECTRIC AP8861 - POWER DISTRIBUTION UNIT - RACK-MOUNTABLE, 0U - INPUT | AP8861 | 1625
APC BY SCHNEIDER ELECTRIC | APC SYMMETRA LX COMMUNICATIONS CARD | SYAFSU15 | 245
APC BY SCHNEIDER ELECTRIC | RACK PDU 2G, METERED, ZEROU, 32A, 230V, (36) C13 & (6) C19 | AP8853 | 1830
APC BY SCHNEIDER ELECTRIC | (1) ADDNL CONTRACT PREVENTIVE MAINTENANCE VISIT 5X8 FOR (1) GALAXY 3500 OR SUVT | WPMV-G3-21 | 1535
APC BY SCHNEIDER ELECTRIC | BATTERY CARTRIDGE - LEAD-ACID - 48V - THIS LEAD-ACID RBC HAS A LIFETIME OF THREE | APCRBC116 | 442
APC BY SCHNEIDER ELECTRIC | CABLE TROUGH, 750MM | AR8571 | 336
APC BY SCHNEIDER ELECTRIC | FAN TEMPERATURE CONTROLLER | ACF601 | 143
APC BY SCHNEIDER ELECTRIC | VENT PANEL - BLACK - WITH TEMPERATURE DISPLAY | ACAC40000 | 153
APC BY SCHNEIDER ELECTRIC | ACAC40001 - SCHNEIDER ELECTRIC -NETSHELTER 2U VENT PANEL FOR 2U RACK FAN PANEL ( | ACAC40001 | 106
APC BY SCHNEIDER ELECTRIC | CABLE PARTITION, 300MM | AR8184 | 125
APC BY SCHNEIDER ELECTRIC | BRACKET KIT, CABLE LADDER ELEVATION | AR8186 | 135
APC BY SCHNEIDER ELECTRIC | CABLE TROUGH, OPEN BOTTOM, 600MM | AR8560 | 298
APC BY SCHNEIDER ELECTRIC | APC NETSHELTER CABLE MANAGEMENT, CABLE TROUGH, BLACK, 597 X 191.4 X 317.4 MM - T | AR8561 | 288
APC BY SCHNEIDER ELECTRIC | APC NETSHELTER CABLE MANAGEMENT, END CAP FOR POWER CABLE TROUGH, BLACK, 314 X 1. | AR8567 | 102
APC BY SCHNEIDER ELECTRIC | CABLE TROUGH, OPEN BOTTOM, PDU 750MM | AR8570 | 209
APC BY SCHNEIDER ELECTRIC | PERFORATED COVER, CABLE TROUGH, 300MM | AR8573 | 104
APC BY SCHNEIDER ELECTRIC | PERFORATED COVER, CABLE TROUGH, 600MM | AR8574 | 177
APC BY SCHNEIDER ELECTRIC | LADDER HANGER KIT, CABLE TROUGH | AR8576 | 141
APC BY SCHNEIDER ELECTRIC | CABLE TROUGH, OPEN BOTTOM, 300MM | AR8580 | 249
APC BY SCHNEIDER ELECTRIC | START-UP SERVICE 5X8 FOR 1/2 RACK REMOTE POWER PANEL | WSTRTUP5X8-PD-30 | 4565
APC BY SCHNEIDER ELECTRIC | APC IT POWER DISTRIBUTION MODULE 3 POLE 5 WIRE 20A L21-20 680CM | PDM3520L2120-680 | 1310
APC BY SCHNEIDER ELECTRIC | APC IT POWER DISTRIBUTION MODULE 3 POLE 5 WIRE 20A L21-20 620CM | PDM3520L2120-620 | 1275
APC BY SCHNEIDER ELECTRIC | APC IT POWER DISTRIBUTION MODULE 3 POLE 5 WIRE 20A L21-20 560CM | PDM3520L2120-560 | 1245
APC BY SCHNEIDER ELECTRIC | APC IT POWER DISTRIBUTION MODULE 3 POLE 5 WIRE 20A L21-20 500CM | PDM3520L2120-500 | 1210
APC BY SCHNEIDER ELECTRIC | APC IT POWER DISTRIBUTION MODULE | PDM3520L2120-440 | 1190
APC BY SCHNEIDER ELECTRIC | INFRASTRUXURE MODULAR IT POWER DISTRIBUTION UNIT 144KW 400A 208V 72 POLE 300MM R | PDPM144F | 20325
APC BY SCHNEIDER ELECTRIC | STRUXUREWARE OPERATIONS SUITE FOR DATA CENTERS, 1 YEAR SOFTWARE MAINTENANCE CONT | WOPS1YR200 | 5510
APC BY SCHNEIDER ELECTRIC | 1 YEAR 4HR 7X24 RESPONSE UPGRADE TO FACTORY WARRANTY OR EXISTING SERVICE CONTRAC | WUPG4HR-UG-03 | 3660
APC BY SCHNEIDER ELECTRIC | POWER SAVING BACK-UPS PRO 1500, 230V | BR1500GI | 974
APC BY SCHNEIDER ELECTRIC | INROW ROOF HEIGHT ADAPTER, SX42U TO SX48U 300 MM | ACAC10007 | 1165
APC BY SCHNEIDER ELECTRIC | UPS - 120V,208V,208V - 30 KW - (1) HARD WIRE 5-WIRE (3PH + N + G) - BLACK | SY30K100F | 77455
APC BY SCHNEIDER ELECTRIC | (1) YEAR ADVANTAGE ULTRA SERVICE PLAN FOR (1) GALAXY 3000 20 TO 30 KVA UPS | WADVULTRA-G3-31 | 7250
APC BY SCHNEIDER ELECTRIC | APC 17 RACK LCD CONSOLE - AP5717 - 1U RACK-MOUNTABLE KEYBOARD, MOUSE, AND LCD CO | AP5717 | 2050
APC BY SCHNEIDER ELECTRIC | APC 19 RACK LCD CONSOLE - AP5719 - 1U RACK-MOUNTABLE KEYBOARD, MOUSE, AND LCD CO | AP5719 | 2535
APC BY SCHNEIDER ELECTRIC | (1) STAND ALONE PM VISIT | WSAPMV-UG-01 | 2485
APC BY SCHNEIDER ELECTRIC | (1) STAND ALONE PM VISIT | WSAPMV-UG-02 | 3335
APC BY SCHNEIDER ELECTRIC | (1) STAND ALONE PM VISIT | WSAPMV-UG-03 | 3725
APC BY SCHNEIDER ELECTRIC | NETSHELTER AV 24U 600MM WIDE X 825MM DEEP ENCLOSURE WITH SIDES AND 10-32 THREADE | AR3814 | 3190
APC BY SCHNEIDER ELECTRIC | APC REPLACEMENT BATTERY CARTRIDGE FOR SMART-UPS LINE INTERACTIVE, 48V 9AH LEAD-A | APCRBC115 | 617
APC BY SCHNEIDER ELECTRIC | THE BACK-UPS PRO EXTENDED RUN BATTERY PACK KEEPS COMPUTER, NETWORK, OR GAMING SY | BR24BPG | 355
APC BY SCHNEIDER ELECTRIC | PROTOCOL TRANSLATION TO UPS-LINK, MANAGEMENT OPTIONS, LEGACY COMMUNICATIONS SMAR | AP9620 | 254
APC BY SCHNEIDER ELECTRIC | APC IT POWER DISTRIBUTION MODULE 3X1 POLE 3 WIRE 20A 250V L5-20 UL 260CM 380CM 5 | PDM1320L5-3P-1 | 2165
APC BY SCHNEIDER ELECTRIC | SCHNEIDER IT MODULE 3X1 POLE 3 WIRE 20A 240V1680CM | PDM1320L5-3P-3 | 4395
APC BY SCHNEIDER ELECTRIC | SCHNEIDER IT MODULE 3X1 POLE 3 WIRE 20A 250V L5-20 | PDM1320L5-3P-2 | 3040
APC BY SCHNEIDER ELECTRIC | APC IT POWER DISTRIBUTION MODULE 3X1 POLE 3 WIRE 32A 3XIEC309 660CM, 720CM, 780C | PDM1332IEC-3P-3 | 2415
APC BY SCHNEIDER ELECTRIC | NETSHELTER AV 42U 600MM WIDE X 825MM DEEP ENCLOSURE 10-32 THREADED RAILS NO SIDE | AR3812 | 2495
APC BY SCHNEIDER ELECTRIC | NETSHELTER AV 600WX 825MMD SOLID ROOF | AR7214 | 305
APC BY SCHNEIDER ELECTRIC | APC SERVICE BYPASS PANEL 230V 10A BBM IEC C14 INPUT; (6) IEC C13 OUTPUT | SBP1500RMI | 609
APC BY SCHNEIDER ELECTRIC | POWER CORD KIT (6 EA), LOCKING, C19 TO C20 (90 DEGREE), 0.6M | AP8712R | 263
APC BY SCHNEIDER ELECTRIC | APC INTEGRATED LCD KVM USB CABLE - 25FT | AP5823 | 183
APC BY SCHNEIDER ELECTRIC | BATTERY CARTRIDGE - LEAD-ACID - 24V - 7 AH - THE RBC IS A VRLA BATTERY WITH A 2- | APCRBC123 | 164
APC BY SCHNEIDER ELECTRIC | (1) YEAR ADVANTAGE ULTRA SERVICE PLAN FOR (1) SILCON 10KVA | WADVULTRA-SL-10 | 5625
APC BY SCHNEIDER ELECTRIC | APC REPLACEMENT BATTERY CARTRIDGE FOR SMART-UPS LINE INTERACTIVE, 24V 9AH LEAD-A | APCRBC124 | 181
APC BY SCHNEIDER ELECTRIC | PDM3530L2130-1040 - POWER DISTRIBUTION MODULE - 208 V 3 PHASE - 1 NEMA L21-30 - | PDM3530L2130-1040 | 2185
APC BY SCHNEIDER ELECTRIC | APC IT POWER DISTRIBUTION MODULE 3 POLE 5 WIRE 30A L21-30 1680CM | PDM3530L2130-1680 | 2825
APC BY SCHNEIDER ELECTRIC | APC IT POWER DISTRIBUTION MODULE 3 POLE 5 WIRE 30A L21-30 200CM | PDM3530L2130-200 | 1400
APC BY SCHNEIDER ELECTRIC | APC IT POWER DISTRIBUTION MODULE 3 POLE 5 WIRE 30A L21-30 260CM | PDM3530L2130-260 | 1465
APC BY SCHNEIDER ELECTRIC | APC IT POWER DISTRIBUTION MODULE 3 POLE 5 WIRE 30A L21-30 320CM | PDM3530L2130-320 | 1495
APC BY SCHNEIDER ELECTRIC | APC IT POWER DISTRIBUTION MODULE 3 POLE 5 WIRE 30A L21-30 380CM | PDM3530L2130-380 | 1565
APC BY SCHNEIDER ELECTRIC | APC IT POWER DISTRIBUTION MODULE 3 POLE 5 WIRE 30A L21-30 440CM | PDM3530L2130-440 | 1620
APC BY SCHNEIDER ELECTRIC | APC IT POWER DISTRIBUTION MODULE 3 POLE 5 WIRE 30A L21-30 500CM - 1 YEAR REPAIR | PDM3530L2130-500 | 1670
APC BY SCHNEIDER ELECTRIC | APC IT POWER DISTRIBUTION MODULE 3 POLE 5 WIRE 30A L21-30 560CM | PDM3530L2130-560 | 1715
APC BY SCHNEIDER ELECTRIC | APC IT POWER DISTRIBUTION MODULE 3 POLE 5 WIRE 30A L21-30 620CM | PDM3530L2130-620 | 1790
APC BY SCHNEIDER ELECTRIC | APC IT POWER DISTRIBUTION MODULE 3 POLE 5 WIRE 30A L21-30 680CM | PDM3530L2130-680 | 1850
APC BY SCHNEIDER ELECTRIC | APC IT POWER DISTRIBUTION MODULE 3 POLE 5 WIRE 30A L21-30 740C | PDM3530L2130-740 | 1915
APC BY SCHNEIDER ELECTRIC | APC IT POWER DISTRIBUTION MODULE 3 POLE 5 WIRE 30A L21-30 800CM | PDM3530L2130-800 | 1960
APC BY SCHNEIDER ELECTRIC | APC IT POWER DISTRIBUTION MODULE 3 POLE 5 WIRE 30A L21-30 860CM | PDM3530L2130-860 | 2035
APC BY SCHNEIDER ELECTRIC | APC IT POWER DISTRIBUTION MODULE 3 POLE 5 WIRE 30A L21-30 920CM | PDM3530L2130-920 | 2060
APC BY SCHNEIDER ELECTRIC | APC IT POWER DISTRIBUTION MODULE 3 POLE 5 WIRE 30A L21-30 980CM | PDM3530L2130-980 | 2175
APC BY SCHNEIDER ELECTRIC | APC MODULAR RACKMOUNTED IT POWER DISTRIBUTION UNIT 72KW 200A 208V 18 POLE 5U RAC | PDPM72F-5U | 5510
APC BY SCHNEIDER ELECTRIC | APC FERRITE FOR 10BT CABLE QTY 10 | AP420 | 65
APC BY SCHNEIDER ELECTRIC | RACK PDU 2G, METERED, ZEROU, 8.6KW, 208V | AP8865 | 2375
APC BY SCHNEIDER ELECTRIC | ROOF FAN TRAY 120VAC 50/60HZ FOR NETSHELTER AV 600MM WIDE X 825MM DEEP ENCLOSURE | ACF505 | 558
APC BY SCHNEIDER ELECTRIC | 20 KW 208 V UPS BASE FRAME W/ SBP AND PDU ALL IN ONE | ISX20KF | 40050
APC BY SCHNEIDER ELECTRIC | SYMMETRA PX 100KW BOTTOM FEED SIDE CAR 3 | PDPM100SC | 9325
APC BY SCHNEIDER ELECTRIC | POWER CORD KIT (6 EA), LOCKING, C19 TO C20, 1.2M, BLUE | AP8714SX592 | 342
APC BY SCHNEIDER ELECTRIC | POWER CORD KIT (6 EA), LOCKING, C19 TO C20, 1.8M, BLUE | AP8716SX593 | 427
APC BY SCHNEIDER ELECTRIC | (1) YEAR ON-SITE WARRANTY EXTENSION SERVICE FOR (1) SYMMETRA PX 40 EXTERNAL BATT | WOEBAT1YR-PX-A2 | 7290
APC BY SCHNEIDER ELECTRIC | (2) YEAR ON-SITE WARRANTY EXTENSION SERVICE FOR (1) SYMMETRA PX 40 EXTERNAL BATT | WOEBAT2YR-PX-A2 | 14505
APC BY SCHNEIDER ELECTRIC | UPS - 2U - LINE-INTERACTIVE - 120V - RJ-45 SERIAL, SMART-SLOT, USB - (2) NEMA 5- | SMT2200RM2U | 2295
APC BY SCHNEIDER ELECTRIC | APC SMART-UPS 3000VA RM 2U LCD 120V | SMT3000RM2U | 2680
APC BY SCHNEIDER ELECTRIC | SMART-UPS EXTERNAL BATTERY PACK RACK, RACK/TOWER 2U, 120VDC, W/RAIL KIT, LEAD-A | SMX120RMBP2U | 1965
APC BY SCHNEIDER ELECTRIC | APC SMART-UPS X 2000VA RACK/TOWER- LINE-INTERACTIVE - 120 V - 1800WATT - SERIAL | SMX2000RMLV2U | 3350
APC BY SCHNEIDER ELECTRIC | THIS APC SMART-UPS IS DESIGNED FOR IT MANAGERS OR NETWORK ADMINISTRATORS TO MAIN | SMX3000RMLV2U | 3975
APC BY SCHNEIDER ELECTRIC | START-UP SERVICE FOR (1) GALAXY 3500 OR SUVT XR BATTERY CABINET | WSTRTUP-G3-25 | 1110
APC BY SCHNEIDER ELECTRIC | (1) YEAR ADVANTAGE ULTRA SERVICE PLAN FOR (1) COMET 100 TO 150 KVA UPS | WADVULTRA-CM-15 | 14175
APC BY SCHNEIDER ELECTRIC | SCHNEIDER ELECTRIC SMX3000RMLV2UNC APC SMART-UPS X, LINE INTERACTIVE, 3KVA, RACK | SMX3000RMLV2UNC | 5075
APC BY SCHNEIDER ELECTRIC | APC SMART-UPS X, LINE INTERACTIVE, 2200VA, RACK/TOWER CONVERTIBLE 2U, 100V-127V, | SMX2200RMLV2U | 3290
APC BY SCHNEIDER ELECTRIC | SCHEDULED 5X8 ASSEMBLY SERVICE FOR SYMMETRA PX 80 OR 100KW FRAME UPS, FIRST XR F | WASSEMUPS5X8-PX-31 | 4220
APC BY SCHNEIDER ELECTRIC | (1) YEAR ADVANTAGE ULTRA SERVICE PLAN FOR (1) SYMMETRA PX UPS 20KVA 80 OR 100 FR | WADVULTRA-PX-32 | 10790
APC BY SCHNEIDER ELECTRIC | (1) YEAR ADVANTAGE ULTRA SERVICE PLAN FOR (1) GALAXY 4000 65 TO 75 KVA UPS | WADVULTRA-G4-75 | 9965
APC BY SCHNEIDER ELECTRIC | AP8858 - POWER DISTRIBUTION UNIT - RACK-MOUNTABLE - 200 V/208 V/230 V - 18 IEC 6 | AP8858 | 1135
APC BY SCHNEIDER ELECTRIC | SCHNEIDER ELECTRIC AP8958NA3 - POWER DISTRIBUTION UNIT - VERTICAL (0U) - BLACK - | AP8958NA3 | 2035
APC BY SCHNEIDER ELECTRIC | APC IT POWER DISTRIBUTION MODULE 3 POLE 5 WIRE 32A IEC309 1040CM | PDM3532IEC-1040 | 1370
APC BY SCHNEIDER ELECTRIC | (1) YEAR ADVANTAGE ULTRA SERVICE PLAN FOR (1) SYMMETRA PX 64K WITH PDU/XR | WADVULTRA-PX-72 | 27385
APC BY SCHNEIDER ELECTRIC | SURGEARREST PANELMOUNT,480/277V,120KA/PH | PMG3XS-B | 2225
APC BY SCHNEIDER ELECTRIC | APC SYMMETRA PX 40KW SCALABLE TO 100KW, 208V WITH STARTUP | SY40K100F | 88120
APC BY SCHNEIDER ELECTRIC | SCHNEIDER ELECTRIC AP8881 - POWER DISTRIBUTION UNIT - RACK-MOUNTABLE - BLACK - I | AP8881 | 2790
APC BY SCHNEIDER ELECTRIC | RACK PDU 2G, SWITCHED,, 20A, 208V, (21) C13 & (3) C19, L620 CORD (BEING DISCONTI | AP8959NA3 | 2265
APC BY SCHNEIDER ELECTRIC | (1) YEAR ADVANTAGE PLUS SERVICE PLAN | WADVPLUS-PX-22 | 4995
APC BY SCHNEIDER ELECTRIC | APC IT POWER DISTRIBUTION MODULE 3 POLE 5 WIRE 40A IEC 309 260CM | PDM3540IEC309-260 | 2170
APC BY SCHNEIDER ELECTRIC | APC IT POWER DISTRIBUTION MODULE 3 POLE 5 WIRE 40A IEC 309 320CM | PDM3540IEC309-320 | 2280
APC BY SCHNEIDER ELECTRIC | APC IT POWER DISTRIBUTION MODULE 3 POLE 5 WIRE 40A IEC 309 380CM | PDM3540IEC309-380 | 2385
APC BY SCHNEIDER ELECTRIC | APC IT POWER DISTRIBUTION MODULE 3 POLE 5 WIRE 40A IEC 309 440CM | PDM3540IEC309-440 | 2495
APC BY SCHNEIDER ELECTRIC | APC IT POWER DISTRIBUTION MODULE 3 POLE 5 WIRE 40A IEC 309 560CM | PDM3540IEC309-560 | 2765
APC BY SCHNEIDER ELECTRIC | APC IT POWER DISTRIBUTION MODULE 3 POLE 5 WIRE 40A IEC 309 680CM | PDM3540IEC309-680 | 2985
APC BY SCHNEIDER ELECTRIC | APC IT POWER DISTRIBUTION MODULE 3 POLE 5 WIRE 40A IEC 309 860CM | PDM3540IEC309-860 | 3270
APC BY SCHNEIDER ELECTRIC | APC IT POWER DISTRIBUTION MODULE 3 POLE 5 WIRE 40A IEC 309 920CM | PDM3540IEC309-920 | 3385
APC BY SCHNEIDER ELECTRIC | APC IT POWER DISTRIBUTION MODULE 3 POLE 5 WIRE 40A IEC 309 1040CM | PDM3540IEC309-1040 | 3610
APC BY SCHNEIDER ELECTRIC | PDM3540IEC309-1680 - APC IT POWER DISTRIBUTION MODULE 3 POLE 5 WIRE 40A IEC 309 | PDM3540IEC309-1680 | 4800
APC BY SCHNEIDER ELECTRIC | APC SYMMETRA PX 50KW SCALABLE TO 100KW, 208V WITH STARTUP | SY50K100F | 98845
APC BY SCHNEIDER ELECTRIC | POWER CORD, LOCKING C19 TO L6-20P, 3.0M | AP8753 | 143
APC BY SCHNEIDER ELECTRIC | POWER CORD, LOCKING C19 TO IEC309-16A, 3.0M | AP8758 | 140
APC BY SCHNEIDER ELECTRIC | NETSHELTER SX COLOCATION 20U 600MM WIDE PERFORATED CURVED DOOR BLACK | AR7003 | 795
APC BY SCHNEIDER ELECTRIC | NETSHELTER SX COLOCATION 20U 600MM WIDE PERFORATED SPLIT DOORS BLACK | AR7103 | 539
APC BY SCHNEIDER ELECTRIC | APC SYMMETRA PX 125KW SCALABLE TO 250KW WITHOUT MAINTENANCE BYPASS OR DISTRIBUTI | SY125K250D | 174095
APC BY SCHNEIDER ELECTRIC | APC SYMMETRA PX 200KW SCALABLE TO 250KW WITHOUT MAINTENANCE BYPASS OR DISTRIBUTI | SY200K250D | 261860
APC BY SCHNEIDER ELECTRIC | APC SYMMETRA PX 250KW SCALABLE TO 500KW WITHOUT MAINTENANCE BYPASS OR DISTRIBUTI | SY250K500D | 318035
APC BY SCHNEIDER ELECTRIC | APC SYMMETRA PX 500KW SCALABLE TO 500KW WITHOUT MAINTENANCE BYPASS OR DISTRIBUTI | SY500K500D | 580320
APC BY SCHNEIDER ELECTRIC | MAGNUM VS 50 W/SNMP 2X30A CB DISTRIBUTION | DCM00K03S2X30 | 2950
APC BY SCHNEIDER ELECTRIC | (1) YEAR ADVANTAGE ULTRA SERVICE PLAN | WULTRABAT-PX-B2 | 6372
APC BY SCHNEIDER ELECTRIC | APC REPLACEMENT BATTERY CARTRIDGE #31 | RBC31 | 594
APC BY SCHNEIDER ELECTRIC | SHELF, ADJUSTABLE 18-25 250 LB BLACK | AR8125 | 311
APC BY SCHNEIDER ELECTRIC | SMART-UPS X 48V BATTERY EXTENSION CABLE | SMX039-2 | 200
APC BY SCHNEIDER ELECTRIC | DATA CENTER CAPACITY ADMINISTRATOR TRAINING | WNSCCAPADM | 6320
APC BY SCHNEIDER ELECTRIC | STRUXUREWARE CENTRAL ADMINISTRATOR TRAINING | WNSCISXCADM | 6320
APC BY SCHNEIDER ELECTRIC | STRUXUREWARE OPERATIONS ADMINISTRATOR TRAINING | WNSCISXOADM | 6320
APC BY SCHNEIDER ELECTRIC | APC IT POWER DISTRIBUTION MODULE 3 POLE 5 WIRE 20A L21-20 200CM | PDM3520L2120-200 | 1095
APC BY SCHNEIDER ELECTRIC | APC IT POWER DISTRIBUTION MODULE 3 POLE 5 WIRE 20A L21-20 320CM | PDM3520L2120-320 | 1145
APC BY SCHNEIDER ELECTRIC | POWER DISTRIBUTION UNIT - AC 208 V - 1 X POWER NEMA L21-20 | PDM3520L2120-380 | 1155
APC BY SCHNEIDER ELECTRIC | APC IT POWER DISTRIBUTION MODULE 3 POLE 5 WIRE 20A L21-20 740CM | PDM3520L2120-740 | 1320
APC BY SCHNEIDER ELECTRIC | APC IT POWER DISTRIBUTION MODULE 3 POLE 5 WIRE 20A L21-20 260CM | PDM3520L2120-260 | 1105
APC BY SCHNEIDER ELECTRIC | APC 100KVA MODULAR POWER DISTRIBUTION UNIT, 208V, 72 POLES, MBP, 1 SUBFEED | PDPM100F-M | 26645
APC BY SCHNEIDER ELECTRIC | APC SYMMETRA PX 20KW SCALABLE TO 100KW, 208V WITH STARTUP | SY20K100F | 66985
APC BY SCHNEIDER ELECTRIC | RACK PDU 2G, METERED, ZEROU, 16A, 230V, (18) C13 & (2) C19, IEC309 CORD | AP8858EU3 | 1680
APC BY SCHNEIDER ELECTRIC | NETSHELTER SX / SV / VL SWIVEL CASTER KIT (QTY 4) | AR7719 | 180
APC BY SCHNEIDER ELECTRIC | POWER CORD KIT (6 EA), LOCKING, C19 TO C20 (90 DEGREE), 1.2M | AP8714R | 349
APC BY SCHNEIDER ELECTRIC | STRUXUREWARE OPERATIONS SUITE FOR DATA CENTERS, 1 YEAR SOFTWARE MAINTENANCE CONT | WOPS1YR100 | 4050
APC BY SCHNEIDER ELECTRIC | SCHNEIDER ELECTRIC WADVPLN1P-SU-06 1 YEAR NBD 1P ADVANTAGE PLAN FOR SMART-UPS 8K | WADVPLN1P-SU-06 | 2165
APC BY SCHNEIDER ELECTRIC | 1YEAR(S)SCHNEIDER ELECTRIC WADVPLN1P-SU-07 1 YEAR NBD 1P ADVANTAGE PLAN FOR SMAR | WADVPLN1P-SU-07 | 2615
APC BY SCHNEIDER ELECTRIC | 1 YEAR NBD 1P ADVANTAGE PLAN FOR SMART-UPS 20K | WADVPLN1P-SU-08 | 3450
APC BY SCHNEIDER ELECTRIC | 1 YEAR NBD 1P ADVANTAGE PLAN FOR SYMMETRA | WADVPLN1P-SY-05 | 2370
APC BY SCHNEIDER ELECTRIC | 1 YEAR NBD 1P ADVANTAGE PLAN FOR SYMMETRA | WADVPLN1P-SY-06 | 2665
APC BY SCHNEIDER ELECTRIC | 1 YEAR NBD 1P ADVANTAGE PLAN FOR SYMMETRA | WADVPLN1P-SY-07 | 3260
APC BY SCHNEIDER ELECTRIC | 1 YEAR NBD 1P ADVANTAGE PLAN FOR SYMMETRA | WADVPLN1P-SY-08 | 3860
APC BY SCHNEIDER ELECTRIC | 1 YEAR WARRANTY EXTENSION FOR (1) ACCESSORY (RENEWAL OR HIGH VOLUME) | WEXWAR1Y-AC-01 | 80
APC BY SCHNEIDER ELECTRIC | 1 YEAR WARRANTY EXTENSION FOR (1) ACCESSORY (RENEWAL OR HIGH VOLUME) | WEXWAR1Y-AC-02 | 114
APC BY SCHNEIDER ELECTRIC | 1 YEAR WARRANTY EXTENSION FOR (1) ACCESSORY (RENEWAL OR HIGH VOLUME) | WEXWAR1Y-AC-03 | 175
APC BY SCHNEIDER ELECTRIC | 1 YEAR WARRANTY EXTENSION FOR (1) ACCESSORY (RENEWAL OR HIGH VOLUME) | WEXWAR1Y-AC-04 | 339
APC BY SCHNEIDER ELECTRIC | 1 YEAR WARRANTY EXTENSION FOR (1) ACCESSORY (RENEWAL OR HIGH VOLUME) | WEXWAR1Y-AC-05 | 659
APC BY SCHNEIDER ELECTRIC | 5 X 8 POWER UP FOR SMART-UPS | WSTRTUP-SB-00 | 1710
APC BY SCHNEIDER ELECTRIC | 5 X 8 POWER UP FOR 1P SYMMETRA | WSTRTUP-SY-00 | 2535
APC BY SCHNEIDER ELECTRIC | NBD ON-SITE SERVICE UPGRADE TO FACTORY WARRANTY | WUPGONSITEFW-SB-00 | 1020
APC BY SCHNEIDER ELECTRIC | NBD ON-SITE SERVICE UPGRADE TO FACTORY WARRANTY | WUPGONSITEFW-SY-00 | 1200
APC BY SCHNEIDER ELECTRIC | APC SMART-UPS 3000VA LCD RM 2U 230V | SMT3000RMI2U | 6500
APC BY SCHNEIDER ELECTRIC | NETSHELTER SX 42U 600MM WIDE X 1070MM DEEP ENCLOSURE | AR3300SP2X561 | 3990
APC BY SCHNEIDER ELECTRIC | NETSHELTER SX 48U 600MM WIDE X 1200MM DEEP ENCLOSURE | AR3307SP2X561 | 4245
APC BY SCHNEIDER ELECTRIC | NETBOTZ RACK ACCESS POD 170 (POD ONLY) | NBPD0170 | 1230
APC BY SCHNEIDER ELECTRIC | NETBOTZ RACK ACCESS POD 170 | NBPD0171 | 1885
APC BY SCHNEIDER ELECTRIC | (1) YEAR ADVANTAGE ULTRA SERVICE PLAN FOR (1) SYMMETRA PX UPS 50KVA 80 OR 100 FR | WADVULTRA-PX-35 | 11765
APC BY SCHNEIDER ELECTRIC | APC IT POWER DISTRIBUTION MODULE 3 POLE 5 WIRE 20A L21-20 800CM | PDM3520L2120-800 | 1345
APC BY SCHNEIDER ELECTRIC | APC IT POWER DISTRIBUTION MODULE 3 POLE 5 WIRE 20A L21-20 860CM | PDM3520L2120-860 | 1370
APC BY SCHNEIDER ELECTRIC | APC IT POWER DISTRIBUTION MODULE 3 POLE 5 WIRE 20A L21-20 920CM | PDM3520L2120-920 | 1400
APC BY SCHNEIDER ELECTRIC | SERVICE PACK 1 YEAR WARRANTY EXTENSION FOR ACCESSORIES | WBEXTWAR1YR-AC-02 | 103
APC BY SCHNEIDER ELECTRIC | INFRASTRUXURE DEVICE IDENTIFICATION | WNSC010111 | 6.4
APC BY SCHNEIDER ELECTRIC | SCHNEIDER ELECTRIC AP8641 - POWER DISTRIBUTION UNIT - RACK-MOUNTABLE - BLACK - I | AP8641 | 3760
APC BY SCHNEIDER ELECTRIC | AP8661 - POWER DISTRIBUTION UNIT - RACK-MOUNTABLE - 208 V 3 PHASE - 21 IEC 60320 | AP8661 | 4050
APC BY SCHNEIDER ELECTRIC | APC SMART-UPS X 2000VA RACK/TOWER- LINE-INTERACTIVE - 120 V - 1800WATT - SERIAL | SMX2000RMLV2UNC | 4450
APC BY SCHNEIDER ELECTRIC | SCHNEIDER ELECTRIC APC SMART-UPS X, LINE INTERACTIVE, 3KVA, RACK/TOWER CONVERTIB | SMX3000RMHV2U | 4910
APC BY SCHNEIDER ELECTRIC | VED FOR 600MM WIDE TALL RANGE / VERTICAL EXHAUST DUCT KIT FOR SX ENCLOSURE | AR7752 | 1240
APC BY SCHNEIDER ELECTRIC | VED FOR 750MM WIDE SHORT RANGE / VERTICAL EXHAUST DUCT KIT FOR SX ENCLOSURE | AR7753 | 1375
APC BY SCHNEIDER ELECTRIC | VED FOR 750MM WIDE TALL RANGE / VERTICAL EXHAUST DUCT KIT FOR SX ENCLOSURE | AR7754 | 1310
APC BY SCHNEIDER ELECTRIC | OVERHEAD CABLE EXTENSION 600MM WIDE | AR7755 | 300
APC BY SCHNEIDER ELECTRIC | OVERHEAD CABLE EXTENSION 750MM WIDE / VERTICAL EXHAUST DUCT KIT FOR SX ENCLOSURE | AR7756 | 328
APC BY SCHNEIDER ELECTRIC | APC SMART-UPS, 700 WATTS / 1000 VA,INPUT 230V / OUTPUT 230V, INTERFACE PORT RJ-4 | SMT1000RMI2U | 1510
APC BY SCHNEIDER ELECTRIC | RACK PDU 2G, SWITCHED, ZEROU, 20A/208V, 16A/230V, (7) C13 & (1) C19 | AP8958 | 2000
APC BY SCHNEIDER ELECTRIC | (1) YEAR ADVANTAGE ULTRA SERVICE PLAN FOR (1) SYMMETRA PX UPS 70KVA 80 OR 100 FR | WADVULTRA-PX-37 | 12880
APC BY SCHNEIDER ELECTRIC | APC REPLACEMENT BATTERY CARTRIDGE FOR SMART-UPS LINE INTERACTIVE, 120V 5AH LEAD- | APCRBC117 | 878
APC BY SCHNEIDER ELECTRIC | NETSHELTER SX 42U NEXUS 7018 DUCT KIT | AR7742 | 4215
APC BY SCHNEIDER ELECTRIC | APC SYMMETRA PX 90KW SCALABLE TO 100KW, 208V WITH STARTUP | SY90K100F | 140480
APC BY SCHNEIDER ELECTRIC | UPGRADE TO PROVIDE QUARTERLY 7X24 PREVENTIVE MAINTENANCE VISITS | WUPGQPMV7X24-AX-00 | 3085
APC BY SCHNEIDER ELECTRIC | APC IT POWER DISTRIBUTION MODULE | PDM2330L6-12-1200 | 1500
APC BY SCHNEIDER ELECTRIC | APC MAINTENANCE BYPASS PANELS , INPUT: 120V , INPUT CONNECTIONS: NEMA 5-15P , CO | SBP1500RM | 472
APC BY SCHNEIDER ELECTRIC | SBP2200RM - POWER DISTRIBUTION UNIT - 2U - 120 V - CIRCUIT BREAKER - NEMA 5-20P | SBP2200RM | 561
APC BY SCHNEIDER ELECTRIC | SBP3000RM - POWER DISTRIBUTION UNIT - 2U - 120 V - CIRCUIT BREAKER - NEMA L5-30P | SBP3000RM | 638
APC BY SCHNEIDER ELECTRIC | 1 YEAR OF REMOTE MONITORING SERVICE FOR (1) NODE | WRMS1YR1N-01 | 461
APC BY SCHNEIDER ELECTRIC | 1 YEAR OF REMOTE MONITORING SERVICE FOR (25) NODES | WRMS1YR25N-01 | 7490
APC BY SCHNEIDER ELECTRIC | 2 YEARS OF REMOTE MONITORING SERVICE FOR (25) NODES | WRMS2YR25N-01 | 14230
APC BY SCHNEIDER ELECTRIC | APC SMART-UPS X, LINE INTERACTIVE, 2200VA, RACK/TOWER CONVERTIBLE 2U, 208V-230V, | SMX2200RMHV2U | 4065
APC BY SCHNEIDER ELECTRIC | 12 CABLE EXTENDER 5-WIRE #10 AWG | PDW12L21-20XC | 408
APC BY SCHNEIDER ELECTRIC | 1) YEAR ON-SITE WARRANTY EXTENSION SERVICE PLAN FOR (1) SYMMETRA PX 80 BATTERY F | WOEBAT1YR-PX-B2 | 7290
APC BY SCHNEIDER ELECTRIC | NETSHELTER SX 42U 1200 SPLIT FEED THROUGH SIDE PANELS BLACK QTY 2 | AR7313 | 1575
APC BY SCHNEIDER ELECTRIC | TROUGH ADAPTER KIT FOR NEXUS 7018 DUCTS | AR8585 | 217
APC BY SCHNEIDER ELECTRIC | APC BE650G1 - UPS - STANDBY - 120 V - 390WATT - 650VA - USB - 4 NEMA 5-15R, 4 NE | BE650G1 | 163
APC BY SCHNEIDER ELECTRIC | APC SMART-UPS VT, 16 KW / 20 KVA, INPUT 400V 3PH / OUTPUT 400V 3PH , INTERFACE P | SUVTP20KH2B4S | 23450
APC BY SCHNEIDER ELECTRIC | NETSHELTER SX 42U 1070 SPLIT FEED THROUGH SIDE PANELS BLACK QTY 2 | AR7305A | 1605
APC BY SCHNEIDER ELECTRIC | APC REPLACEMENT BATTERY CARTRIDGE # 107 | APCRBC107 | 492
APC BY SCHNEIDER ELECTRIC | SERVICE PACK 1 YEAR WARRANTY EXTENSION | WBEXTWAR1YR-AC-03 | 166
APC BY SCHNEIDER ELECTRIC | APC REPLACEMENT BATTERY CARTRIDGE #63 | RBC63 | 353
APC BY SCHNEIDER ELECTRIC | 8 CABLE EXTENDER 5-WIRE #10 AWG, UL WITH L21-20R/P | PDW8L21-20XC | 364
APC BY SCHNEIDER ELECTRIC | SMT1500RMI2U - UPS - 2U - LINE-INTERACTIVE - 230V - 1000WATT - 1500VA - RJ-45 SE | SMT1500RMI2U | 2030
APC BY SCHNEIDER ELECTRIC | UNIFLAIR SMOKE SENSOR | ACAC76115 | 516
APC BY SCHNEIDER ELECTRIC | UNIFLAIR FIRE SENSOR | ACAC76116 | 241
APC BY SCHNEIDER ELECTRIC | UNIFLAIR 24V RELAY FOR REMOTE FIRE/SMOKE SENSOR | ACAC76117 | 181
APC BY SCHNEIDER ELECTRIC | UNIFLAIR WATER LEAK DETECTOR - SPOT | ACAC76119 | 616
APC BY SCHNEIDER ELECTRIC | UNIFLAIR SERIAL ADAPTOR - TCP/IP | ACAC76122 | 677
APC BY SCHNEIDER ELECTRIC | UNIFLAIR SERIAL ADAPTOR - RS485 | ACAC76123 | 300
APC BY SCHNEIDER ELECTRIC | 1 YEAR EXTENDED WARRANTY, PARTS ONLY, FOR 1 CW LE MODEL 3400 THRU 4600 | WEXT1YR-UF-23 | 1915
APC BY SCHNEIDER ELECTRIC | 2 YEAR EXTENDED WARRANTY, PARTS ONLY, FOR CW LE MODEL 0600 THRU 1400 | WEXT2YR-UF-21 | 3820
APC BY SCHNEIDER ELECTRIC | 2 YEAR EXTENDED WARRANTY, PARTS ONLY, FOR CW LE MODEL 1700 THRU 2900 | WEXT2YR-UF-22 | 4090
APC BY SCHNEIDER ELECTRIC | SCHEDULING UPGRADE TO 7X24 FOR EXISTING START-UP SERVICE | WUPGSTUP7-UF-00 | 1125
APC BY SCHNEIDER ELECTRIC | 1 YEAR ON SITE WARRANTY EXT. FOR CW LE MODEL 1700 THRU 2900 | WOE1YR-UF-22 | 6500
APC BY SCHNEIDER ELECTRIC | 1 YEAR ON SITE WARRANTY EXT. FOR1 CW LE MODEL 3400 THRU 4600 | WOE1YR-UF-23 | 6670
APC BY SCHNEIDER ELECTRIC | 2 YEAR ON SITE WARRANTY EXT. FOR CW LE MODEL 0600 THRU 1400 | WOE2YR-UF-21 | 12040
APC BY SCHNEIDER ELECTRIC | (1) YEAR 8HR 7X24 RESPONSE UPGRADE TO EXISTING SERVICE CONTRACT FOR (1) COOLING | WUPG8HR7-UF-00 | 796
APC BY SCHNEIDER ELECTRIC | (1) YR NEXT BUSINESS DAY ONSITE SERVICE UPGRADE TO FACTORY WARRANTY | WUPGFWOS-AX-00 | 1755
APC BY SCHNEIDER ELECTRIC | (1) YEAR SEMI-ANNUAL PREVENTIVE MAINTENANCE 5X8 FOR CW 57-99 KW | WSPMV5X8-UF-22 | 3680
APC BY SCHNEIDER ELECTRIC | UPGRADE TO PROVIDE QUARTERLY 7X24 PREVENTIVE MAINTENANCE VISITS | WUPGQPMV7-UF-00 | 3170
APC BY SCHNEIDER ELECTRIC | (2) YEAR COOL UPGRADE FOR CW 57-91 KW | WCOOLUP-UF-22 | 8025
APC BY SCHNEIDER ELECTRIC | 2 YEAR COOL UPGRADE FOR1 CW LE MODEL 3400 THRU 4600 | WCOOLUP-UF-23 | 8475
APC BY SCHNEIDER ELECTRIC | UNIFLAIRWATERLEAKDETECTOR ADDITIONALSPOT | ACAC76121 | 616
APC BY SCHNEIDER ELECTRIC | SERVICE PACK 1 YEAR WARRANTY EXTENSION FOR ACCESSORIES | WBEXTWAR1YR-AC-01 | 74
APC BY SCHNEIDER ELECTRIC | (1) YEAR ADVANTAGE ULTRA SERVICE PLAN FOR (1) GALAXY 5000 40 TO 80 KVA UPS | WADVULTRA-G5-81 | 10760
APC BY SCHNEIDER ELECTRIC | START-UP SERVICE 5X8 FOR (1) EXTERNAL BATTERY FRAME FOR SYMMETRA PX 40 KW | WSTRTUP-PX-23 | 1225
APC BY SCHNEIDER ELECTRIC | APC SMART-UPS X 3000VA RACK/TOWER | SMX3000RMHV2UNC | 6015
APC BY SCHNEIDER ELECTRIC | STRUXUREWARE OPERATIONS 100 RACK LICENS | AP900100 | 24705
APC BY SCHNEIDER ELECTRIC | APC IT POWER DISTRIBUTION MODULE 2 POLE 3 WIRE 30A L2-L3 L6-30 980CM | PDM2330L6-23-980 | 1265
APC BY SCHNEIDER ELECTRIC | APC IT POWER DISTRIBUTION MODULE 2 POLE 3 WIRE 30A L3-L1 L6-30 1200CM | PDM2330L6-31-1200 | 1490
APC BY SCHNEIDER ELECTRIC | APC IT POWER DISTRIBUTION MODULE 2 POLE | PDM2330L6-23-1200 | 1490
APC BY SCHNEIDER ELECTRIC | IT ADVISOR INSTALLATION | WNSC010212 | 759
APC BY SCHNEIDER ELECTRIC | (2) YEAR ON-SITE WARRANTY EXTENSION SRVC FOR UP TO (4) INTERNAL BATTERIES FOR (1 | WOEBAT2YR-G3-20 | 7410
APC BY SCHNEIDER ELECTRIC | (1) YEAR ADVANTAGE ULTRA SERVICE PLAN | WADVULTRA-GP-22 | 19720
APC BY SCHNEIDER ELECTRIC | 3WIRE WHIP W/L6-30 17 FT | PDW17L6-30C | 291
APC BY SCHNEIDER ELECTRIC | 20U COPPER BUSBAR KIT FOR NETSHELTER AV ENCLOSURES | AR8395 | 376
APC BY SCHNEIDER ELECTRIC | THE 3KVA LINE INTERACTIVE 2U RACKMOUNT UPS PROVIDES PURE SINE WAVE POWER TO SUPP | SMT3000RMT2U | 4200
APC BY SCHNEIDER ELECTRIC | POWER CORD KIT (6 EA), LOCKING, C19 TO C20, 0.6M | AP8712S | 263
APC BY SCHNEIDER ELECTRIC | (1) YEAR ADVANTAGE ULTRA SERVICE PLAN FOR (1) GALAXY 3000 10 TO 15 KVA UPS | WADVULTRA-G3-15 | 4880
APC BY SCHNEIDER ELECTRIC | APC KVM 2G, LCD REAR MOUNTING KIT | KVM-LCDMOUNT | 111
APC BY SCHNEIDER ELECTRIC | APC KVM 2G, SERVER MODULE, PS/2 | KVM-PS2 | 201
APC BY SCHNEIDER ELECTRIC | APC KVM 2G, SERVER MODULE, SERIAL | KVM-SERIAL | 201
APC BY SCHNEIDER ELECTRIC | KVM-USB - KVM SWITCH - NETWORKING / PORTS QTY: 3 - WIRED - 2 YEARS REPAIR OR REP | KVM-USB | 201
APC BY SCHNEIDER ELECTRIC | APC KVM 2G, SERVER MODULE, USB WITH VIRTUAL MEDIA | KVM-USBVM | 242
APC BY SCHNEIDER ELECTRIC | KVM CABLE - USB - MALE - FCC PART 15 CLASS A, ICES-003, UL 60950-1 | KVM-USBVMCAC | 280
APC BY SCHNEIDER ELECTRIC | STRUXUREWARE CENTRAL VIRTUAL MACHINE ACTIVATION KEY - PHYSICAL/PAPER SKU | AP94VMACT | 3600
APC BY SCHNEIDER ELECTRIC | 1 MONTH STRUXUREWARE DATA CENTER EXPERT VIRTUAL MACHINE SOFTWARE SUPPORT CONTRAC | WMS1MOVM | 39
APC BY SCHNEIDER ELECTRIC | 1 YEAR STRUXUREWARE CENTRAL VIRTUAL MACHINE SOFTWARE SUPPORT CONTRACT | WMS1YRVM | 385
APC BY SCHNEIDER ELECTRIC | 3 YEAR STRUXUREWARE CENTRAL VIRTUAL MACHINE SOFTWARE SUPPORT CONTRACT | WMS3YRVM | 899
APC BY SCHNEIDER ELECTRIC | SERVICE PACK 1 YEAR WARRANTY EXTENSION | WBEXTWAR1YR-AC-04 | 317
APC BY SCHNEIDER ELECTRIC | NETSHELTER DEEP NETWORKING ENCLOSURE | AR3347 | 7145
APC BY SCHNEIDER ELECTRIC | 1-1HGGWHH/5 WEST LA COLLEGE | ISX804405-007 | 131222.86
APC BY SCHNEIDER ELECTRIC | NETSHELTER SX 45U 750MM WIDE PERFORATED CURVED DOOR BLACK | AR7055 | 954
APC BY SCHNEIDER ELECTRIC | BE650G1-LM - UPS - STANDBY - 120 V - 390WATT - 650VA - 12A - USB - (4) NEMA 5-15 | BE650G1-LM | 200
APC BY SCHNEIDER ELECTRIC | APC NETBOTZ FULL-YEAR EXTENDED WARRANTY RENEWAL- 500 MODELS - SINGLE-APPLIANCE P | WNBSP0241 | 634
APC BY SCHNEIDER ELECTRIC | APC KVM 2G, ANALOG, 1 LOCAL USER, 8 PORT | KVM0108A | 787
APC BY SCHNEIDER ELECTRIC | RACK PDU 2G, METERED BY OUTLET WITH SWITCHING, ZEROU, 32A, 230V, (21) C13 & (3) | AP8653 | 4030
APC BY SCHNEIDER ELECTRIC | CDX, VERTICAL CABLE MANAGER, 84 X 6 WIDE, DOUBLE-SIDED | AR8625 | 2650
APC BY SCHNEIDER ELECTRIC | BATTERY CARTRIDGE - PRISMATIC CELLS - LEAD-ACID - 120V - 5 AH - 2 YEARS REPAIR O | APCRBC118 | 606
APC BY SCHNEIDER ELECTRIC | APC NETBOTZ FULL-YEAR EXTENDED WARRANTY RENEWAL- 3XX/4XX MODELS - SINGLE-APPLIAN | WNBSP0141 | 465
APC BY SCHNEIDER ELECTRIC | INROW RD, 300MM, AIR COOLED, 220-240V, 50HZ | ACRD101 | 23550
APC BY SCHNEIDER ELECTRIC | APC NETSHELTER SX, SERVER RACK ENCLOSURE, 42U, WITHOUT SIDES AND DOORS, BLACK, 1 | AR3100X617 | 2380
APC BY SCHNEIDER ELECTRIC | 2U HORIZONTAL CABLE MANAGER, 6 FINGERS TOP, BOTTOM TIE DOWN | AR8603A | 314
APC BY SCHNEIDER ELECTRIC | EXTENSION - 1 YEAR SOFTWARE SUPPORT CONTRACT & 1 YEAR HARDWARE WARRANTY (NBWL035 | WNBWN003 | 339
APC BY SCHNEIDER ELECTRIC | 2U HORIZONTAL CABLE MANAGER, 6 FINGERS TOP AND BOTTOM | AR8606 | 223
APC BY SCHNEIDER ELECTRIC | SCHEDULED ASSEMBLY SERVICE 5X8 FOR (1) 1/2 RACK REMOTE OR (1) MODULAR POWER PANE | WASSEMPDU5X8-PD-30 | 4900
APC BY SCHNEIDER ELECTRIC | POWER CORD, C19 TO 15A AUSTRALIA PLUG, 3.7M | AP9897 | 200
APC BY SCHNEIDER ELECTRIC | EXTENSION - 1 YEAR SOFTWARE SUPPORT CONTRACT & 1 YEAR HARDWARE WARRANTY (NBRK045 | WNBWN004 | 515
APC BY SCHNEIDER ELECTRIC | 1(1) YEAR ADVANTAGE PLUS SERVICE PLAN FOR (1) INFRASTRUXURE INROW RP CHILLED WAT | WADVPLUS-AX-22 | 6425
APC BY SCHNEIDER ELECTRIC | (1) YEAR ADVANTAGE PLUS SERVICE PLAN FOR (1) INFRASTRUXURE INROW RC CHILLED WATE | WADVPLUS-AX-26 | 3220
APC BY SCHNEIDER ELECTRIC | APC SMART UPS 750VA 230V USB WITH UL APPROVAL | SUA750IX38 | 767
APC BY SCHNEIDER ELECTRIC | CDX,VERTICAL CABLE MANAGER, 84X6WIDE, SINGLE-SIDED | AR8615 | 1570
APC BY SCHNEIDER ELECTRIC | APC SMART-UPS RT 5000VA 230V ISOLATION TRANSFORMER- 5000VA - HARD WIRE 3-WIRE (1 | SURT002 | 1955
APC BY SCHNEIDER ELECTRIC | BASE - 2 YEAR SOFTWARE SUPPORT CONTRACT (NBWL0355/NBWL0455) | WNBWN001 | 357
APC BY SCHNEIDER ELECTRIC | APC SMART-UPS VT CONDUIT BOX FOR 20.59INCH/523MM UPS ENCLOSURE | SUVTOPT002 | 158
APC BY SCHNEIDER ELECTRIC | (1) YEAR ADVANTAGE PLUS SERVICE PLAN FOR (1) SYMMETRA PX UPS 50KVA 80 OR 100 FRA | WADVPLUS-PX-35 | 7305
APC BY SCHNEIDER ELECTRIC | (1) YEAR ADVANTAGE ULTRA SERVICE PLAN FOR (1) EPS 6000 150 TO 225 KVA UPS | WADVULTRA-E6-22 | 21460
APC BY SCHNEIDER ELECTRIC | APC IT POWER DISTRIBUTION MODULE 2 POLE 3 WIRE 30A L1-L2 L6-30 380CM | PDM2330L6-12-380 | 1055
APC BY SCHNEIDER ELECTRIC | APC IT POWER DISTRIBUTION MODULE 2 POLE 3 WIRE 30A L3-L1 L6-30 380CM | PDM2330L6-31-380 | 1055
APC BY SCHNEIDER ELECTRIC | APC IT POWER DISTRIBUTION MODULE 2 | PDM2330L6-23-380 | 1055
APC BY SCHNEIDER ELECTRIC | 1 YEAR EXTENDED WARRANTY FOR DX LE MAX MODEL 2222 THRU 3342 COMPRESSOR(S) ONLY | WEXT1YR-UF-13 | 717
APC BY SCHNEIDER ELECTRIC | 1 YEAR EXTENDED WARRANTY, PARTS ONLY, FOR 1 DX LE MODEL 0511 THRU 0611 | WEXT1YR-UF-31 | 1155
APC BY SCHNEIDER ELECTRIC | 2 YEAR EXTENDED WARRANTY FOR DX LE MODEL 1422 THRU 1822 COMPRESSOR(S) ONLY | WEXT2YR-UF-12 | 740
APC BY SCHNEIDER ELECTRIC | 2 YEAR EXTENDED WARRANTY FOR DX LE MAX MODEL 2222 THRU 3342 COMPRESSOR(S) ONLY | WEXT2YR-UF-13 | 1290
APC BY SCHNEIDER ELECTRIC | 2 YEAR EXTENDED WARRANTY, PARTS ONLY, FOR 1 DX LE MODEL 0721 THRU 0921 | WEXT2YR-UF-32 | 3155
APC BY SCHNEIDER ELECTRIC | START-UP SERVICE 5X8 FOR 11 DX LE MODEL 1422 THRU 1822 | WSTRTUP-UF-33 | 4520
APC BY SCHNEIDER ELECTRIC | 1 YEAR QUARTERLY PM 5X8 FOR 1 DX LE MODEL 0511 THRU 0611 | WQPMV5X8-UF-31 | 8370
APC BY SCHNEIDER ELECTRIC | 1 YEAR ADVANTAGE PLUS SERVICE PLAN FOR 1 DX LE MAX MODEL 2222 THRU 3342 | WADVPLUS-UF-34 | 5825
APC BY SCHNEIDER ELECTRIC | 1 YEAR ADVANTAGE PRIME SERVICE PLAN FOR 1 DX LE MODEL 0511 THRU 0611 | WADVPRIME-UF-31 | 6855
APC BY SCHNEIDER ELECTRIC | (1) YEAR ADVANTAGE ULTRA SERVICE PLAN | WADVULTRA-UF-31 | 9285
APC BY SCHNEIDER ELECTRIC | 1 YEAR ADVANTAGE ULTRA SERVICE PLAN | WADVULTRA-UF-32 | 10425
APC BY SCHNEIDER ELECTRIC | (1) YEAR ADVANTAGE ULTRA SERVICE PLAN | WADVULTRA-UF-33 | 10830
APC BY SCHNEIDER ELECTRIC | (1) YEAR ADVANTAGE ULTRA SERVICE PLAN | WADVULTRA-UF-34 | 11995
APC BY SCHNEIDER ELECTRIC | 2 YEAR COOL UPGRADE FOR1 DX LE MODEL 0721 THRU 0921 | WCOOLUP-UF-32 | 9695
APC BY SCHNEIDER ELECTRIC | 1 YEAR ON SITE WARRANTY EXT. FOR1 DX LE MODEL 0721 THRU 0921 | WOE1YR-UF-32 | 5870
APC BY SCHNEIDER ELECTRIC | 1 YEAR ON SITE WARRANTY EXT. FOR1 DX LE MAX MODEL 2222 THRU 3342 | WOE1YR-UF-34 | 6760
APC BY SCHNEIDER ELECTRIC | 2 YEAR ON SITE WARRANTY EXT. FOR 1 DX LE MODEL 0721 THRU 0921 | WOE2YR-UF-32 | 11390
APC BY SCHNEIDER ELECTRIC | THE GENUINE APC REPLACEMENT BATTERY CARTRIDGE (RBC) IS TESTED AND CERTIFIED FOR | APCRBC132 | 585
APC BY SCHNEIDER ELECTRIC | THE GENUINE APC REPLACEMENT BATTERY CARTRIDGE (RBC) IS TESTED AND CERTIFIED FOR | APCRBC133 | 645
APC BY SCHNEIDER ELECTRIC | POWER CORD, LOCKING C19 TO C20, 3.0M | AP8760 | 120
APC BY SCHNEIDER ELECTRIC | RACK PDU, BASIC, 1U, 22KW, 400V, (6) C19 | AP7526 | 1575
APC BY SCHNEIDER ELECTRIC | AP9888 - POWER CORD SPLITTER, C20 TO (2)C13, 0.5M | AP9888 | 99
APC BY SCHNEIDER ELECTRIC | START-UP SERVICE 5X8 FOR (1) SYMMETRA 250KW UPS, UP TO (2) XR FRAMES AND PDU | WSTRTUP-NX-10 | 9145
APC BY SCHNEIDER ELECTRIC | MODULAR BATTERY REPLACEMENT SERVICE 1 X SYBT4 | WMBRS1-MB-T4 | 5075
APC BY SCHNEIDER ELECTRIC | APC KVM 2G, ANALOG, 1 LOCAL USER, 16 POR | KVM0116A | 1070
APC BY SCHNEIDER ELECTRIC | 1-1OG2TG3/2 SHRIEVER AFB | ISX0000909431-0015 | 61452.45
APC BY SCHNEIDER ELECTRIC | 1U HORIZONTAL CABLE MANAGER | AR8612 | 200
APC BY SCHNEIDER ELECTRIC | IT OPT 1 Y SWMANT CONTRACT 10 RACKS | WITO1YR10 | 681
APC BY SCHNEIDER ELECTRIC | IT OPT 1 Y SWMANT CONTRACT 100 RACKS | WITO1YR100 | 5375
APC BY SCHNEIDER ELECTRIC | PUE DCIE CONFIGURATION | WNSC010215 | 1520
APC BY SCHNEIDER ELECTRIC | SMART-UPS INPUT TRNSFMR MCCB480/10-30KVA | SUVTSBPXFM10K30G | 10495
APC BY SCHNEIDER ELECTRIC | APC SMART-UPS RT 5/6KVA OUTPUT HARDWIRE KIT | SURT018 | 326
APC BY SCHNEIDER ELECTRIC | 1 MONTH INFRASTRUXURE CENTRAL BASIC SOFTWARE SUPPORT CONTRACT | WMS1MBASIC | 33
APC BY SCHNEIDER ELECTRIC | AP8866 - POWER DISTRIBUTION UNIT - RACK-MOUNTABLE - 208 V 3 PHASE - 6 IEC 60320 | AP8866 | 4930
APC BY SCHNEIDER ELECTRIC | SCHNEIDER ELECTRIC AP8867 - POWER DISTRIBUTION UNIT - VERTICAL (0U) - BLACK - IN | AP8867 | 4930
APC BY SCHNEIDER ELECTRIC | SCHNEIDER ELECTRIC AP8868 - POWER DISTRIBUTION UNIT - RACK-MOUNTABLE - BLACK - I | AP8868 | 2820
APC BY SCHNEIDER ELECTRIC | PDU METERED ZEROU (30) C13 & (12) C19 | AP8886 | 4405
APC BY SCHNEIDER ELECTRIC | RACK PDU 2G, METERED, ZEROU, 17.3KW, 240 | AP8887 | 3520
APC BY SCHNEIDER ELECTRIC | CDX, VERTICAL CABLE MANAGER, 84X10 WIDE DOUBLE-SIDED | AR8645 | 3010
APC BY SCHNEIDER ELECTRIC | APC IT POWER DISTRIBUTION MODULE 3 POLE 5 WIRE 20A L21-20 1040CM | PDM3520L2120-1040 | 1465
APC BY SCHNEIDER ELECTRIC | RACK PDU 2G, METERED, ZEROU, 23.0KW, 240V, (30) C13 & (12) C19 | AP8888 | 4670
APC BY SCHNEIDER ELECTRIC | CORDSET #6 50A 250V 3P-4W 9FT | 0M-5886-009 | 454
APC BY SCHNEIDER ELECTRIC | BEZEL ASSY SUA3000 TOWER DOM BLK | 0B1192 | 25
APC BY SCHNEIDER ELECTRIC | VERTICAL CABLE ORGANIZER, NETSHELTER SX, 45U | AR7552 | 279
APC BY SCHNEIDER ELECTRIC | APC DATA DISTRIBUTION CABLE, CAT5E UTP CMR GRAY, 6XRJ-45 JACK TO 6XRJ-45 JACK, 4 | DDCC5E-045 | 280
APC BY SCHNEIDER ELECTRIC | APC DATA DISTRIBUTION CABLE, CAT5E UTP CMR GRAY, 6XRJ-45 JACK TO 6XRJ-45 JACK, 4 | DDCC5E-047 | 208
APC BY SCHNEIDER ELECTRIC | APC REPLACEMENT BATTERY CARTRIDGE #135 WITH 2 YEAR WARRANTY | APCRBC135 | 214
APC BY SCHNEIDER ELECTRIC | CONDENSER 88KW 95F/120F 208-230V/3/60HZ | ACCD76056 | 13030
APC BY SCHNEIDER ELECTRIC | CX 24U SEC SNDPRFD SVR RM BX ENCLSR INTL | AR4024IA | 9045
APC BY SCHNEIDER ELECTRIC | APC SMART-UPS, 1200 WATTS / 1200 VA, INPUT 100V / OUTPUT 100V , INTERFACE PORT S | SMT1500RMJ2U | 2060
APC BY SCHNEIDER ELECTRIC | APC SYMMETRA PX 80KW SCALABLE TO 100KW, 208V WITH STARTUP | SY80K100F | 131140
APC BY SCHNEIDER ELECTRIC | UPS SIGNALING OFFER FOR IBM AS/400 AND IBMI (IBM POWER SYSTEMS) | AP98275 | 102
APC BY SCHNEIDER ELECTRIC | 7X24 FOR EXISTING ASSEMBLY SERVICE | WUPGASSEM7-AX-00 | 1855
APC BY SCHNEIDER ELECTRIC | 1YRONSTEWARREXT FOR 1 INFSTXRE INROW SC | WOE1YR-AX-14 | 2465
APC BY SCHNEIDER ELECTRIC | 1 YEAR ON-SITE WARRANTY EXTENSION FOR (1) INFRASTRUXURE INROOM CHILLED WATER 28- | WOE1YR-AX-25 | 6135
APC BY SCHNEIDER ELECTRIC | (1) YEAR ON-SITE WARRANTY EXTENSION FOR (1) EPS 7000 300 TO 500 KVA UPS | WOE1YR-E7-50 | 13570
APC BY SCHNEIDER ELECTRIC | 1YRONSTWARREXT 1 GALXY3500/SUVT 20KVAUPS | WOE1YR-G3-22 | 4235
APC BY SCHNEIDER ELECTRIC | 1YRONSTWARREXT 1 GALXY3500/SUVT 30KVAUPS | WOE1YR-G3-23 | 4820
APC BY SCHNEIDER ELECTRIC | (1) YEAR ON-SITE WARRANTY EXTENSION FOR (1) GALAXY PW 160 OR 200 OR PWI 200 KVA | WOE1YR-GP-20 | 9090
APC BY SCHNEIDER ELECTRIC | 1Y NBD RESPONSE ONSITE WARR EXT | WOE1YR-NX-81 | 15515
APC BY SCHNEIDER ELECTRIC | (1) YEAR ON-SITE WARRANTY EXTENSION FOR (1) PMM 30 TO 300 AMP | WOE1YR-PM-30 | 1960
APC BY SCHNEIDER ELECTRIC | 1Y ONSITE WARR EXT 30KVA 40 AND/OR PDU | WOE1YR-PX-23 | 5680
APC BY SCHNEIDER ELECTRIC | 1Y ONSITE WARR EXT 40KVA 40 AND/OR PDU | WOE1YR-PX-24 | 6050
APC BY SCHNEIDER ELECTRIC | 1YONSITEWARREXT FOR 1 SYMMETRA PX UPS | WOE1YR-PX-34 | 7275
APC BY SCHNEIDER ELECTRIC | 2YONSITE WARR EXT 1 INROW SC | WOE2YR-AX-14 | 4920
APC BY SCHNEIDER ELECTRIC | (2) YEAR ON-SITE WARRANTY EXTENSION FOR (1) R134A PUMPED REFRIGERANT DISTRIBUTIO | WOE2YR-AX-70 | 8285
APC BY SCHNEIDER ELECTRIC | 2YONSTWAREXT 1 GALXY3500/SUVT 1015KVAUPS | WOE2YR-G3-21 | 6480
APC BY SCHNEIDER ELECTRIC | 2YONSTWARREXT 1 GALAXY3500/SUVT 20KVAUPS | WOE2YR-G3-22 | 7315
APC BY SCHNEIDER ELECTRIC | 2YONSTWARREXT 1 GALAXY3500/SUVT 30KVAUPS | WOE2YR-G3-23 | 8330
APC BY SCHNEIDER ELECTRIC | (2) YEAR ON-SITE WARRANTY EXTENSION FOR (1) GALAXY PW OR PWI 80 TO 130 KVA UPS | WOE2YR-GP-12 | 12525
APC BY SCHNEIDER ELECTRIC | (2) YEAR ON-SITE WARRANTY EXTENSION FOR (1) GALAXY PW 150 OR 180 OR PWI 160 KVA | WOE2YR-GP-15 | 14955
APC BY SCHNEIDER ELECTRIC | 2YONSITE WARR EXT 1 60 KW OR 150 KW PDU | WOE2YR-PD-50 | 5785
APC BY SCHNEIDER ELECTRIC | 2YONSITE WARR EXT 1 PMM 30 TO 300 AMP | WOE2YR-PM-30 | 4130
APC BY SCHNEIDER ELECTRIC | 2YONSITE WARR EXT 1 PX UPS 30KVA | WOE2YR-PX-23 | 11405
APC BY SCHNEIDER ELECTRIC | 2YONSITE WARR EXT 1 PX UPS 40KVA | WOE2YR-PX-24 | 12145
APC BY SCHNEIDER ELECTRIC | 2YONSITE WARR EXT 1 PX UPS 40KVA | WOE2YR-PX-34 | 14610
APC BY SCHNEIDER ELECTRIC | 2YONSITE WARR EXT 1 PX UPS 50KVA | WOE2YR-PX-35 | 15330
APC BY SCHNEIDER ELECTRIC | (2) YEAR ON-SITE WARRANTY EXTENSION FOR (1) SYMMETRA PX UPS 100KVA 100 AND/OR PD | WOE2YR-PX-41 | 19135
APC BY SCHNEIDER ELECTRIC | UPGD TO 7X24 FOR EXSTNG BTRY REPCMT SVC | WUPGBATRPL7-UP-02 | 28
APC BY SCHNEIDER ELECTRIC | 7X24 FOR STRTP SVC FOR 40KVAUPS/BTRY FRM | WUPGSTRTUP7-UG-01 | 1865
APC BY SCHNEIDER ELECTRIC | 7X24 FOR STARTUP SVC FOR 41 TO 150 KVA | WUPGSTRTUP7-UG-02 | 2220
APC BY SCHNEIDER ELECTRIC | 7X24 FOR CPCTR RPLCT SVC FOR 151TO500KVA | WUPGCAPRPL7-UG-03 | 2045
APC BY SCHNEIDER ELECTRIC | 7X24 FOR CPCTR RPLCT SVC FOR501KVA/GRTER | WUPGCAPRPL7-UG-04 | 2710
APC BY SCHNEIDER ELECTRIC | NETSHELTER CX MINI 12U VERTICAL MOUNTING RAIL KIT | AR4000MV12U | 513
APC BY SCHNEIDER ELECTRIC | 1-1SMXS54/1 DCO 1YR 500 RACKS | WOPS1YR500 | 13365
APC BY SCHNEIDER ELECTRIC | 1-1SMXS54/1 DCO 1YR 500 RACKS | WCAM1YR500 | 24300
APC BY SCHNEIDER ELECTRIC | PLUG SHRTNG DUAL CONN 120A 48V ROHS | 726-0100 | 25
APC BY SCHNEIDER ELECTRIC | APC IT POWER DISTRIBUTION MODULE 3 POLE 5 WIRE 20A L21-20 980CM | PDM3520L2120-980 | 1430
APC BY SCHNEIDER ELECTRIC | NETSHELTER SX 48U 600MM WIDE X 1070MM DEEP ENCLOSURE WITHOUT SIDES WITHOUT DOORS | AR3107X617 | 2665
APC BY SCHNEIDER ELECTRIC | APC UNIVERSAL TRANSFER SWITCH 10-CIRCUIT 120/240V | UTS10BI | 1160
APC BY SCHNEIDER ELECTRIC | 1-1TXKBKU/2 | ISX0000934338-0013 | 208729.72
APC BY SCHNEIDER ELECTRIC | APC SMART UPS 3000VA LCD RM 2U 120V WITH 12FT CORD | SMT3000R2X145 | 3150
APC BY SCHNEIDER ELECTRIC | SMART-UPS RT 5/6KVA 208V PDU KIT | SURT015 | 304
APC BY SCHNEIDER ELECTRIC | NETSHELTER SX 42U 750MM WIDE X 1200MM DEEP ENCLOSURE WITHOUT SIDES BLACK | AR3350X609 | 5570
APC BY SCHNEIDER ELECTRIC | SMART-UPS 1500VA LCD RM 2U 120V- 2U - LINE-INTERACTIVE - 1000WATT - 1440VA - NEM | SMT1500R2X122 | 1715
APC BY SCHNEIDER ELECTRIC | SCHNEIDER ELECTRIC AP8659 - POWER DISTRIBUTION UNIT - VERTICAL (0U) - BLACK - IN | AP8659 | 3125
APC BY SCHNEIDER ELECTRIC | RACK PDU 2G, METERED BY OUTLET WITH SWITCHING, ZEROU, 20A/208V, 16A/230V, (21) C | AP8659EU3 | 3310
APC BY SCHNEIDER ELECTRIC | AP8659NA3 - POWER DISTRIBUTION UNIT - VERTICAL (0U) - BLACK - INPUT VOLTAGE: 200 | AP8659NA3 | 3230
APC BY SCHNEIDER ELECTRIC | RACK PDU 2G, METERED BY OUTLET WITH SWITCHING, ZEROU, 11.0KW, 230V, (21) C13 & ( | AP8681 | 4670
APC BY SCHNEIDER ELECTRIC | ATS 16A 230V (2)IEC 309 IN (1)IEC 309OUT | AP7722A | 1170
APC BY SCHNEIDER ELECTRIC | APC SYMMETRA LX 3 BATTERY RACK-MOUNT XR FRAME, 230V | SYBFXR3RMI | 2140
APC BY SCHNEIDER ELECTRIC | DATA CENTER MANAGEMENT START UP WORKSHOP | WWRKSHP-CCM-12 | 23275
APC BY SCHNEIDER ELECTRIC | APC IT POWER DISTRIBUTION MODULE 3 POLE 4 WIRE 60A IEC309 1040CM | PDM3460IEC309-1040 | 4345
APC BY SCHNEIDER ELECTRIC | NETSHELTER SX 48U 600MM WIDE X 1070MM DEEP ENCLOSURE WITHOUT SIDES BLACK | AR3107X609 | 3740
APC BY SCHNEIDER ELECTRIC | NETSHELTER SX 42U 600MM WIDE X 1200MM DEEP ENCLOSURE WITHOUT SIDES BLACK | AR3300X609 | 4475
APC BY SCHNEIDER ELECTRIC | APC MODULAR IT POWER DISTRIBUTION CABLE EXTENDER 3 WIRE 32A IEC309 960CM | PDX332IEC-960 | 785
APC BY SCHNEIDER ELECTRIC | 3U HORIZONTAL CABLE MANAGER, 6 FINGERS TOP AND BOTTOM | AR8605 | 337
APC BY SCHNEIDER ELECTRIC | NETSHELTER SX 42U 600MM W X 1070MM D ENCLOSURE WITH SIDES, COMBO LOCK HANDLES | AR3100X605 | 3615
APC BY SCHNEIDER ELECTRIC | INROW OA END AISLE CONTAINMENT KIT - 42U | ACAC11008 | 1055
APC BY SCHNEIDER ELECTRIC | NETSHELTER SX 42U 600MM WIDE X 1070MM DEEP ENCLOSURE WITHOUT DOORS BLACK | AR3100X610 | 2955
APC BY SCHNEIDER ELECTRIC | NETSHELTER 13U GLASS DOOR | WADVPRIME-E8-11 | 18580
APC BY SCHNEIDER ELECTRIC | (1) YEAR ADVANTAGE PRIME SERVICE PLAN FOR (1) INFRASTRUXURE INROW RP DX AIR COOL | WADVPRIME-AX-41 | 7510
APC BY SCHNEIDER ELECTRIC | (1) YEAR ADVANTAGE PRIME SERVICE PLAN FOR (1) EPSILON 200 TO 600A | WADVPRIME-ES-60 | 6475
APC BY SCHNEIDER ELECTRIC | (1) YEAR ADVANTAGE PRIME SERVICE PLAN FOR (1) GALAXY PW 225 KVA UPS | WADVPRIME-GP-22 | 13650
APC BY SCHNEIDER ELECTRIC | 1 YEAR ADVANTAGE PRIME SERVICE PLAN | WADVPRIME-MW-13 | 27550
APC BY SCHNEIDER ELECTRIC | (1) YEAR ADVANTAGE PRIME SERVICE PLAN FOR (1) SYMMETRA PX UPS 20KVA 40 AND/OR PD | WADVPRIME-PX-22 | 6325
APC BY SCHNEIDER ELECTRIC | 1 YEAR ADVANTAGE PRIME SERVICE PLAN | WADVPRIME-PX-23 | 6630
APC BY SCHNEIDER ELECTRIC | (1) YEAR ADVANTAGE PRIME SERVICE PLAN FOR (1) SYMMETRA PX UPS 20KVA 80 OR 100 FR | WADVPRIME-PX-32 | 7715
APC BY SCHNEIDER ELECTRIC | 1 YEAR ADVANTAGE PRIME SERVICE PLAN | WADVPRIME-PX-36 | 9150
APC BY SCHNEIDER ELECTRIC | (1) YEAR ADVANTAGE PRIME SERVICE PLAN FOR (1) SYMMETRA PX UPS 70KVA 80 OR 100 FR | WADVPRIME-PX-37 | 9555
APC BY SCHNEIDER ELECTRIC | VERTICAL CABLE MANAGER FOR NETSHELTER SX 750MM WIDE 42U (QTY 2) | AR7580A | 710
APC BY SCHNEIDER ELECTRIC | HINGED COVERS FOR NETSHELTER SX 750MM WIDE 42U VERTICAL CABLE MANAGER (QTY 2) | AR7581A | 269
APC BY SCHNEIDER ELECTRIC | VERTICAL CABLE MANAGER FOR NETSHELTER SX 750MM WIDE 45U (QTY 2) | AR7585 | 782
APC BY SCHNEIDER ELECTRIC | HINGED COVERS FOR NETSHELTER SX 750MM WIDE 45U VERTICAL CABLE MANAGER (QTY 2) | AR7586 | 304
APC BY SCHNEIDER ELECTRIC | VERTICAL CABLE MANAGER FOR NETSHELTER SX 750MM WIDE 48U (QTY 2) | AR7588 | 818
APC BY SCHNEIDER ELECTRIC | HINGED COVERS FOR NETSHELTER SX 750MM WIDE 48U VERTICAL CABLE MANAGER | AR7589 | 340
APC BY SCHNEIDER ELECTRIC | VERTICAL CABLE MANAGER FOR NETSHELTER SX 42U NETWORKING ENCLOSURE (QTY 4) | AR7717A | 674
APC BY SCHNEIDER ELECTRIC | CABLE FALL FOR NETSHELTER RACKS AND ENCLOSURES (QTY 2) | AR8654 | 246
APC BY SCHNEIDER ELECTRIC | CDX SIDE COVER, FOR SINGLE SIDED 84INCH MANAGER | AR8678 | 778
APC BY SCHNEIDER ELECTRIC | CDX,SIDE COVER, FOR DOUBLE SIDED 84INCH MANAGER | AR8679 | 847
APC BY SCHNEIDER ELECTRIC | CDX, VERTICAL CABLE MANAGER, 84INX10IN WIDE, SINGLE-SIDED | AR8635 | 2315
APC BY SCHNEIDER ELECTRIC | APC SMART-UPS 2200VA LCD RM- 2U - LINE-INTERACTIVE - 120 V - 1980WATT - NEMA L5- | SMT2200R2X106 | 2560
APC BY SCHNEIDER ELECTRIC | APC BACKPLATE KIT W/(4) L5-15R AND (4) 5-15R FOR SMART-UPS 2200 AND 3000VA 3U-5U | SUA028RM | 138
APC BY SCHNEIDER ELECTRIC | APC IT POWER DISTRIBUTION MODULE 2 POLE 3 WIRE 30A L1-L2 L6-30 1680CM | PDM2330L6-12-1680 | 1750
APC BY SCHNEIDER ELECTRIC | 1-2464EYT/2 TECH VAULT | ISX0000999723-0023 | 311744.86
APC BY SCHNEIDER ELECTRIC | MGE GALAXY 3500 MAINTENANCE BYPASS CABINET 10-15KVA 208V FLOORMOUNT | G35TSBP10K15F | 4455
APC BY SCHNEIDER ELECTRIC | NETSHELTER SV 42U 600MM WIDE X 1060MM DEEP ENCLOSURE WITH SIDES BLACK - UNIVERS | AR2400 | 1995
APC BY SCHNEIDER ELECTRIC | AR2400FP1 - NETSHELTER SV 42U 600MM WIDE X 1060MM DEEP ENCLOSURE WITH SIDES, BLA | AR2400FP1 | 1670
APC BY SCHNEIDER ELECTRIC | AR2401 - SCHNEIDER ELECTRIC - NETSHELTER SV 42U 600MM WIDE X 1060MM DEEP ENCLOSU | AR2401 | 1745
APC BY SCHNEIDER ELECTRIC | AR2407 - SCHNEIDER ELECTRIC - NETSHELTER SV 48U 600MM WIDE X 1060MM DEEP ENCLOSU | AR2407 | 2295
APC BY SCHNEIDER ELECTRIC | APC NETSHELTER SV, SERVER RACK ENCLOSURE, 42U, BLACK, 2057H X 800W X 1060D MM WI | AR2480 | 2415
APC BY SCHNEIDER ELECTRIC | AR2487 - SCHNEIDER ELECTRIC - NETSHELTER SV 48U 800MM WIDE X 1060MM DEEP ENCLOSU | AR2487 | 2865
APC BY SCHNEIDER ELECTRIC | AR2500 - SCHNEIDER ELECTRIC - NETSHELTER SV 42U 600MM WIDE X 1200MM DEEP ENCLOSU | AR2500 | 2490
APC BY SCHNEIDER ELECTRIC | AR2507 - SCHNEIDER ELECTRIC - NETSHELTER SV 48U 600MM WIDE X 1200MM DEEP ENCLOSU | AR2507 | 2915
APC BY SCHNEIDER ELECTRIC | AR2580 - SCHNEIDER ELECTRIC - NETSHELTER SV 42U 800MM WIDE X 1200MM DEEP ENCLOSU | AR2580 | 3115
APC BY SCHNEIDER ELECTRIC | NETSHELTER SV 48U 800MM WIDE X 1200MM DEEP ENCLOSURE WITH SIDES BLACK - WIDE, DE | AR2587 | 3615
APC BY SCHNEIDER ELECTRIC | APC IT POWER DISTRIBUTION MODULE 3 POLE 5 WIRE 20A 240V IEC309 1680CM | PDM3520IEC309-1680 | 1465
APC BY SCHNEIDER ELECTRIC | APC SMART-UPS,1920 WATTS /1920 VA,INPUT 120V /OUTPUT 120V, INTERFACE PORT USB, R | SMT2200RMUS | 3305
APC BY SCHNEIDER ELECTRIC | APC SMART-UPS, LINE INTERACTIVE, 2200VA, TOWER, 120V, 8X NEMA 5-15R+2X NEMA 5-20 | SMT2200US | 2690
APC BY SCHNEIDER ELECTRIC | THE 2880VA LINE INTERACTIVE 2U RACKMOUNT UPS PROVIDES PURE SINE WAVE POWER TO SU | SMT3000RMUS | 4045
APC BY SCHNEIDER ELECTRIC | ACCESSORY BRACKET (QTY 2), NETSHELTER SV | AR824002 | 104
APC BY SCHNEIDER ELECTRIC | NETSHELTER SV 42U 600MM WIDE PERFORATED | AR702400 | 537
APC BY SCHNEIDER ELECTRIC | NETSHELTER SV 48U 600MM WIDE PERFORATED | AR702407 | 597
APC BY SCHNEIDER ELECTRIC | NETSHELTER SV 42U 800MM WIDE PERFORATED | AR702480 | 635
APC BY SCHNEIDER ELECTRIC | NETSHELTER SV 48U 600MM WIDE PERFORATED | AR712107 | 662
APC BY SCHNEIDER ELECTRIC | NETSHELTER SV 42U 600MM WIDE PERFORATED | AR712400 | 628
APC BY SCHNEIDER ELECTRIC | NETSHELTER SV 42U 800MM WIDE PERFORATED | AR712480 | 731
APC BY SCHNEIDER ELECTRIC | NETSHELTER SV 1060MM DEEP 600MM WIDEROOF | AR722400 | 316
APC BY SCHNEIDER ELECTRIC | NETSHELTER SV 1060MM DEEP800MM WIDE ROOF | AR722480 | 353
APC BY SCHNEIDER ELECTRIC | NETSHELTER SV 1200MM DEEP600MM WIDE ROOF | AR722500 | 335
APC BY SCHNEIDER ELECTRIC | NETSHELTER SV 42U 1060MM DEEP SIDE | AR732400 | 458
APC BY SCHNEIDER ELECTRIC | NETSHELTER SV 48U 1060MM DEEP SIDE | AR732407 | 392
APC BY SCHNEIDER ELECTRIC | NETSHELTER SV 42U 1200MM DEEP SIDEPANELS | AR732500 | 484
APC BY SCHNEIDER ELECTRIC | CABLE DIVIDER/ORGANIZER PROVIDES CABLE SEPARATION FOR CREATING MULTIPLE CABLE PA | AR8680 | 188
APC BY SCHNEIDER ELECTRIC | APC DATA DISTRIBUTION CABLE, CAT5E UTP CMR GRAY, 6XRJ-45 JACK TO 6XRJ-45 JACK, 7 | DDCC5E-075 | 386
APC BY SCHNEIDER ELECTRIC | RACK PDU 2G, METERED, ZEROU, 8.6KW, 208V, (36) C13 & (6) C19 & (2) 5-20, 10FT. C | AP8865X630 | 2415
APC BY SCHNEIDER ELECTRIC | APC SMART-UPS X 2000VA RACK/TOWER LCD - LINE-INTERACTIVE - 120 V - 1800WATT - SE | SMX2000LV | 2955
APC BY SCHNEIDER ELECTRIC | APC SMART-UPS X 2000VA RACK/TOWER LCD - LINE-INTERACTIVE - 120 V - 1800WATT - SE | SMX2000LVNC | 4060
APC BY SCHNEIDER ELECTRIC | THE 2880VA LINE INTERACTIVE 4U RACK/TOWER UPS PROVIDES PURE SINE WAVE POWER TO S | SMX3000LV | 3600
APC BY SCHNEIDER ELECTRIC | THE 2880VA LINE INTERACTIVE 4U RACK/TOWER UPS PROVIDES PURE SINE WAVE POWER TO S | SMX3000LVNC | 4705
APC BY SCHNEIDER ELECTRIC | APC SMART-UPS X-SERIES EXTERNAL BATTERY PACK RACK/TOWER 120V, 1200VAH, RACKMOUNT | SMX120BP | 1550
APC BY SCHNEIDER ELECTRIC | (1) YEAR ADVANTAGE ULTRA SERVICE PLAN FOR (1) EPS 6000 300 TO 375 KVA UPS | WADVULTRA-E6-37 | 25050
APC BY SCHNEIDER ELECTRIC | CDX, VERTICAL CABLE MANAGER, 84X12 WIDE, DOUBLE-SIDED | AR8675 | 3275
APC BY SCHNEIDER ELECTRIC | 1 MONTH 100 NODE STRUXUREWARE DATA CENTER EXPERT SOFTWARE SUPPORT CONTRACT | WMS1M100N | 129
APC BY SCHNEIDER ELECTRIC | POWER CORD KIT (6 EA), LOCKING, C13 TO C14, 0.6M, NORTH AMERICA | AP8702S-NA | 127
APC BY SCHNEIDER ELECTRIC | RACK PDU 2G, SWITCH, ZEROU, 5.7KW, 200/208V, (21) C13 & (3) C19, 10FT CORD | AP8961X630 | 1775
APC BY SCHNEIDER ELECTRIC | POWER CORD KIT (6 EA), LOCKING, C13 TO C14, 1.2M, NORTH AMERICA | AP8704S-NA | 210
APC BY SCHNEIDER ELECTRIC | POWER CORD KIT (6 EA), LOCKING, C13 TO C14, 1.8M, NORTH AMERICA | AP8706S-NA | 293
APC BY SCHNEIDER ELECTRIC | SMX3000HVT - UPS - RACK/TOWER - LINE-INTERACTIVE - 208V - 2.7KW - 3000VA - RS-23 | SMX3000HVT | 3995
APC BY SCHNEIDER ELECTRIC | SUA500PDR-H - UPS - LINE-INTERACTIVE - 120 V - 325WATT - 500VA - HARD WIRE 3-WIR | SUA500PDR-H | 1580
APC BY SCHNEIDER ELECTRIC | (1) YEAR ADVANTAGE ULTRA SERVICE PLAN FOR (1) GALAXY PW 80 TO 130 KVA UPS | WADVULTRA-GP-12 | 15025
APC BY SCHNEIDER ELECTRIC | NETSHELTER SX 48U 1070MM SPLIT FEED THROUGH SIDE PANELS BLACK QTY 2 | AR7375 | 1665
APC BY SCHNEIDER ELECTRIC | CEILING PANEL MOUNTING RAIL - 1800MM (70.9IN) | ACDC2000 | 2350
APC BY SCHNEIDER ELECTRIC | CEILING PANEL MOUNTING RAIL - 600MM | ACDC2001 | 1115
APC BY SCHNEIDER ELECTRIC | CEILING PANEL MOUNTING RAIL - 300MM (11.8IN) | ACDC2002 | 724
APC BY SCHNEIDER ELECTRIC | CEILING PANEL MOUNTING RAIL - 100MM (3.9IN) | ACDC2003 | 425
APC BY SCHNEIDER ELECTRIC | CEILING PANEL WALL MOUNT - SINGLE ROW - 1800MM (70.9IN) | ACDC2004 | 246
APC BY SCHNEIDER ELECTRIC | MOUNTING BRACKETS - CEILING PANEL RAIL (COOLING / RACKS) | ACDC2005 | 162
APC BY SCHNEIDER ELECTRIC | CEILING PANEL LOCK SYSTEM (W/O POWER SUPPLY) | ACDC2015 | 1255
APC BY SCHNEIDER ELECTRIC | CEILING PANEL LOCK SYSTEM, 200-240V (W/ POWER SUPPLY) | ACDC2017 | 2930
APC BY SCHNEIDER ELECTRIC | AISLE CONTAINMENT LIGHTING KIT (W/ POWER SUPPLY) | ACDC2018 | 2930
APC BY SCHNEIDER ELECTRIC | AISLE CONTAINMENT LIGHTING KIT (W/O POWER SUPPLY) | ACDC2019 | 980
APC BY SCHNEIDER ELECTRIC | CEILING PANEL - 900MM (36IN) | ACDC2100 | 231
APC BY SCHNEIDER ELECTRIC | CEILING PANEL - 900MM (36IN) - V0 | ACDC2101 | 408
APC BY SCHNEIDER ELECTRIC | CEILING PANEL - 1200MM (48IN) | ACDC2102 | 280
APC BY SCHNEIDER ELECTRIC | ADJUSTABLE MOUNTING SUPPORT, 152 - 241MM (6 - 9.5IN) | ACDC2200 | 1390
APC BY SCHNEIDER ELECTRIC | ADJUSTABLE MOUNTING SUPPORT, 152 - 241MM (6 - 9.5IN) - V0 | ACDC2201 | 1670
APC BY SCHNEIDER ELECTRIC | MOUNTING BRACKETS - ADJUSTABLE MOUNTING SUPPORT (POWER) | ACDC2205 | 233
APC BY SCHNEIDER ELECTRIC | DUCT MOUNTING RAIL | ACDC2300 | 3030
APC BY SCHNEIDER ELECTRIC | DUCT MOUNTING RAIL - (EXPANSION) | ACDC2301 | 633
APC BY SCHNEIDER ELECTRIC | MOUNTING SUPPORT - DUCT LIGHTING (W/O LIGHTS) | ACDC2302 | 280
APC BY SCHNEIDER ELECTRIC | DUCT PANEL - 1012MM (40IN) W X UP TO 787MM (31IN) H | ACDC2303 | 583
APC BY SCHNEIDER ELECTRIC | DUCT PANEL - 1012MM (40IN) W X UP TO 1041MM (41IN) H | ACDC2305 | 643
APC BY SCHNEIDER ELECTRIC | APC NETSHELTER AISLE CONTAINMENT, DUCT FRAME EXTENSION, END OF AISLE, 1200 TO 18 | ACDC2311 | 751
APC BY SCHNEIDER ELECTRIC | APC NETSHELTER AISLE CONTAINMENT, AISLE CONTAINMENT DOOR, SLIDING | ACDC2400 | 7020
APC BY SCHNEIDER ELECTRIC | APC NETSHELTER AISLE CONTAINMENT, DOOR HEADER, FOR 42U SX | ACDC2401 | 2495
APC BY SCHNEIDER ELECTRIC | DOOR HEADER - 42U VX / 45U SX | ACDC2402 | 1810
APC BY SCHNEIDER ELECTRIC | DOOR POST, 900 - 1200MM (36 - 48IN) AISLE WIDTH | ACDC2404 | 644
APC BY SCHNEIDER ELECTRIC | DOOR POST, 1200 - 1500MM (48 - 60IN) AISLE WIDTH | ACDC2405 | 985
APC BY SCHNEIDER ELECTRIC | DOOR LOCK | ACDC2408 | 128
APC BY SCHNEIDER ELECTRIC | APC NETSHELTER AISLE CONTAINMENT, CURTAIN DOOR MOUNTING RAIL, 900 TO 1200 MM AIS | ACDC2410 | 505
APC BY SCHNEIDER ELECTRIC | CURTAIN DOOR MOUNTING RAIL - BLACK - 1500 TO 1800 MM AISLE WIDTH | ACDC2411 | 633
APC BY SCHNEIDER ELECTRIC | APC NETSHELTER AISLE CONTAINMENT, ROOF HEIGHT ADAPTER, 300 MM, FOR 42U SX TO 42U | ACDC2500 | 526
APC BY SCHNEIDER ELECTRIC | APC NETSHELTER AISLE CONTAINMENT, ROOF HEIGHT ADAPTER, 600 MM, FOR 42U SX TO 42U | ACDC2501 | 671
APC BY SCHNEIDER ELECTRIC | ROOF HEIGHT ADAPTER,SX42U TOVX42U,1016MM | ACDC2504 | 633
APC BY SCHNEIDER ELECTRIC | ROOF HEIGHT ADAPTER, SX42U TO SX48U, 300MM | ACDC2512 | 813
APC BY SCHNEIDER ELECTRIC | APC NETSHELTER AISLE CONTAINMENT, ROOF HEIGHT ADAPTER, 600 MM, FOR 42U VX TO 48U | ACDC2517 | 1560
APC BY SCHNEIDER ELECTRIC | DEPTH ADAPTER, 1070 TO 1200MM, SX42U, | ACDC2550 | 606
APC BY SCHNEIDER ELECTRIC | APC NETSHELTER AISLE CONTAINMENT, DEPTH ADAPTER, 600 TO750 MM, FOR 1070 TO 1200 | ACDC2551 | 876
APC BY SCHNEIDER ELECTRIC | APC NETSHELTER AISLE CONTAINMENT, DEPTH ADAPTER, 600 MM, FOR 900 TO 1200 MM, 42U | ACDC2552 | 465
APC BY SCHNEIDER ELECTRIC | BLANKING PANEL, 42-48U SX / 42U VX,300MM | ACDC2575 | 981
APC BY SCHNEIDER ELECTRIC | BLANKING PANEL, 42-48U SX / 42U VX,600MM | ACDC2576 | 1110
APC BY SCHNEIDER ELECTRIC | APC MARINE, INPUT: 208V, 220V, 230V, 240V, INPUT CONNECTIONS: IEC-320 C20, CORD | SURT023M | 784
APC BY SCHNEIDER ELECTRIC | APC 6000VA FILTER - MARINE | SURT024M | 1190
APC BY SCHNEIDER ELECTRIC | APC MARINE,700 WATTS /1000 VA,INPUT 230V /OUTPUT 230V, INTERFACE PORT DB-9 RS-23 | SURT1000XLIM | 2355
APC BY SCHNEIDER ELECTRIC | APC MARINE,1540 WATTS /2200 VA,INPUT 230V /OUTPUT 230V, INTERFACE PORT RJ-45 SER | SURTD2200XLIM | 4125
APC BY SCHNEIDER ELECTRIC | APC MARINE,2100 WATTS /3000 VA,INPUT 230V /OUTPUT 230V, INTERFACE PORT RJ-45 SER | SURTD3000XLIM | 5990
APC BY SCHNEIDER ELECTRIC | APC SMART-UPS 1500VA LCD RM 1U 230V | SMT1500RMI1U | 2340
APC BY SCHNEIDER ELECTRIC | APC SMART-UPS,1980 WATTS /2200 VA,INPUT 208V, 230V /OUTPUT 230V, INTERFACE PORT | SMX2200HV | 3600
APC BY SCHNEIDER ELECTRIC | THE 3KVA LINE INTERACTIVE 4U RACK/TOWER UPS PROVIDES PURE SINE WAVE POWER TO SUP | SMX3000HV | 4505
APC BY SCHNEIDER ELECTRIC | SMX3000HVNC - UPS - 4U - LINE-INTERACTIVE - 230V - 2.7KW - 3000VA - NETWORK CARD | SMX3000HVNC | 5605
APC BY SCHNEIDER ELECTRIC | APC IT POWER DISTRIBUTION MODULE 3 POLE 5 WIRE 20A L21-20 1680CM | PDM3520L2120-1680 | 1745
APC BY SCHNEIDER ELECTRIC | APC SMART-UPS X 120V BATTERY PACK EXTENSION CABLE | SMX040 | 230
APC BY SCHNEIDER ELECTRIC | POWER CORD KIT (6 EA), LOCKING, C13 TO C14 (90 DEGREE), 0.6M, NORTH AMERICA | AP8702R-NA | 127
APC BY SCHNEIDER ELECTRIC | POWER CORD KIT (6 EA), LOCKING, C13 TO C14 (90 DEGREE), 1.2M, NORTH AMERICA | AP8704R-NA | 210
APC BY SCHNEIDER ELECTRIC | POWER CORD KIT (6 EA), LOCKING, C13 TO C14 (90 DEGREE), 1.8M, NORTH AMERICA | AP8706R-NA | 293
APC BY SCHNEIDER ELECTRIC | VALUELINE, VERTICAL CABLE MANAGER FOR 2 & 4 POST RACKS, 84INCH H X 6INCH W, DOUB | AR8725 | 864
APC BY SCHNEIDER ELECTRIC | APC REPLACEMENT BATTERY CARTRIDGE #131 | APCRBC131 | 279
APC BY SCHNEIDER ELECTRIC | APC DIN RAIL - PANEL MOUNT UPS WITH STANDARD BATTERY 500VA 230V | SUA500PDRI-S | 1010
APC BY SCHNEIDER ELECTRIC | SYMMETRA PX 10KW POWER MODULE, 208V | SYPM10KF2 | 9950
APC BY SCHNEIDER ELECTRIC | APC SERVICE BYPASS PANEL 200/208/230/240V 125A HW INPUT/OUTPUT | SBP20KP | 2690
APC BY SCHNEIDER ELECTRIC | APC REPLACEMENT BATTERY CARTRIDGE FOR SMART-UPS, 120V 5AH LEAD-ACID BATTERY, 2-Y | APCRBC143 | 805
APC BY SCHNEIDER ELECTRIC | SMARTUPS 5/6KVA 120V PDU KIT 6 5-20 | SURT014 | 310
APC BY SCHNEIDER ELECTRIC | TOOLLESS CABLE MANAGEMENT RINGS (QTY 10) | AR7540 | 69
APC BY SCHNEIDER ELECTRIC | APC NETSHELTER CABLE MANAGEMENT, VERTICAL CABLE MANAGER, FOR NETSHELTER SX 600MM | AR7721 | 461
APC BY SCHNEIDER ELECTRIC | NETSHELTER SX 45U 1200MM DEEP SPLIT SIDE PANELS BLACK QTY 2 | AR7308 | 1360
APC BY SCHNEIDER ELECTRIC | 1 YEAR EXTENDED WARRANTY (RENEWAL OR HIGH VOLUME) | WEXTWAR1YR-SP-01 | 89
APC BY SCHNEIDER ELECTRIC | AR8600A - APC NETSHELTER CABLE MANAGEMENT, HORIZONTAL CABLE MANAGER, 2U, SINGLE | AR8600A | 239
APC BY SCHNEIDER ELECTRIC | VERTICAL CABLE MANAGER FOR NETSHELTER SX 600MM WIDE 48U (QTY 2) | AR7723 | 533
APC BY SCHNEIDER ELECTRIC | HORIZONTAL CABLE MANAGER, 1U X 4IN DEEP, SINGLE-SIDED WITH COVER | AR8602A | 177
APC BY SCHNEIDER ELECTRIC | NETSHELTER SX 48U 600MM WIDE X 1070MM DEEP ENCLOSURE BLACK, HP AOL CONFIG | AR3107X255 | 1710
APC BY SCHNEIDER ELECTRIC | SUA500PDR-S - UPS - LINE-INTERACTIVE - 120 V - 325WATT - 500VA - HARD WIRE 3-WIR | SUA500PDR-S | 1010
APC BY SCHNEIDER ELECTRIC | VERTICAL CABLE MANAGER FOR NETSHELTER SX 45U NETWORKING ENCLOSURE (QTY 4) | AR7727 | 674
APC BY SCHNEIDER ELECTRIC | APC DIN RAIL - PANEL MOUNT UPS WITH HIGH TEMP BATTERY 500VA 230V | SUA500PDRI-H | 1580
APC BY SCHNEIDER ELECTRIC | ADVANCED OPERATOR TRAINING | WAOT-PX-00 | 7635
APC BY SCHNEIDER ELECTRIC | CABLE RETAINER FOR NETSHELTER SX 750MM WIDE VERTICAL CABLE MANAGERS (QTY 6) | AR7582A | 105
APC BY SCHNEIDER ELECTRIC | NETSHELTER CX HIGH SECURITY HANDLE ADAPTER KIT | AR4602 | 261
APC BY SCHNEIDER ELECTRIC | APC SMART-UPS RT 19IN RAIL KIT FOR SMART-UPS RT 15/20KVA | SURTRK4 | 521
APC BY SCHNEIDER ELECTRIC | VALUELINE, VERTICAL CABLE MANAGER FOR 2 & 4 POST RACKS, 84INH X 12INW, SINGLE-SI | AR8765 | 1020
APC BY SCHNEIDER ELECTRIC | NETBOTZ DOOR SWITCH SENSOR FOR APC RACK | NBES0313 | 106
APC BY SCHNEIDER ELECTRIC | INROW RC, 300MM, CHILLED WATER, 100-240V, 50/60 HZ - ST | ACRC301S | 20730
APC BY SCHNEIDER ELECTRIC | STRUXUREWARE DATA CENTER EXPERT PERIODIC | WNSWADCE2V1Y | 15795
APC BY SCHNEIDER ELECTRIC | STRUXUREWARE DATA CENTER EXPERT PERIODIC | WNSWADCE4V1Y | 31590
APC BY SCHNEIDER ELECTRIC | NETSHELTER SX 50U 600MM WIDE X 1200MM DEEP ENCLOSURE WITH SIDES BLACK | AR3307X507 | 4405
APC BY SCHNEIDER ELECTRIC | NETSHELTER SX 48U NEXUS 7018 DUCT KIT | AR7747 | 4650
APC BY SCHNEIDER ELECTRIC | VERTICAL CABLE MANAGER FOR NETSHELTER SX 48U NETWORKING ENCLOSURE (QTY 4) | AR7737 | 674
APC BY SCHNEIDER ELECTRIC | NETSHELTER SX 48U 750MM WIDE X 1070MM DEEP ENCLOSURE WITHOUT SIDES BLACK | AR3157X609 | 4690
APC BY SCHNEIDER ELECTRIC | MODULAR UPS REVITALIZATION SERVICE | WMPRS2-MP-22 | 30055
APC BY SCHNEIDER ELECTRIC | MODULAR UPS REVITALIZATION SERVICE | WMPRS2-MP-42 | 30885
APC BY SCHNEIDER ELECTRIC | MODULAR UPS REVITALIZATION SERVICE | WMPRS3-MP-23 | 35100
APC BY SCHNEIDER ELECTRIC | MODULAR UPS REVITALIZATION SERVICE | WMPRS3-MP-43 | 36465
APC BY SCHNEIDER ELECTRIC | MODULAR UPS REVITALIZATION SERVICE | WMPRS4-MP-44 | 42045
APC BY SCHNEIDER ELECTRIC | MODULAR UPS REVITALIZATION SERVICE | WMPRS4-MP-84 | 36290
APC BY SCHNEIDER ELECTRIC | MODULAR UPS REVITALIZATION SERVICE FOR (1) SYMMETRA PX 40K FRAME WITH 5 X SYPM10 | WMPRS5-MP-45 | 47285
APC BY SCHNEIDER ELECTRIC | MODULAR UPS REVITALIZATION SERVICE | WMPRS8-MP-88 | 52655
APC BY SCHNEIDER ELECTRIC | MODULAR UPS REVITALIZATION SERVICE | WMPRS9-MP-89 | 56500
APC BY SCHNEIDER ELECTRIC | APC REPLACEMENT BATTERY CARTRIDGE FOR SMART-UPS ON-LINE, 192V 5.1AH LEAD-ACID BA | APCRBC140 | 1280
APC BY SCHNEIDER ELECTRIC | NETBOTZ WIRELESS SENSOR POD 180 | NBPD0180 | 349
APC BY SCHNEIDER ELECTRIC | TOOLLESS CABLE MANAGEMENT RINGS (QTY 100) | AR7540100 | 674
APC BY SCHNEIDER ELECTRIC | VALUELINE, VERTICAL CABLE MANAGER FOR 2 & 4 POST RACKS, 84INH X 6INW, SINGLE-SID | AR8715 | 677
APC BY SCHNEIDER ELECTRIC | NETSHELTER SX 48U 600MM WIDE X 1070MM DEEP ENCLOSURE WITHOUT DOORS BLACK SHIPPIN | AR3107X610 | 3375
APC BY SCHNEIDER ELECTRIC | SCHNEIDER ELECTRIC AP8930 - POWER DISTRIBUTION UNIT - VERTICAL (0U) - BLACK - IN | AP8930 | 2205
APC BY SCHNEIDER ELECTRIC | SCHNEIDER ELECTRIC AP8962 - POWER DISTRIBUTION UNIT - VERTICAL (0U) - BLACK - IN | AP8962 | 2560
APC BY SCHNEIDER ELECTRIC | VERTICAL CABLE MANAGER FOR NETSHELTER SX 600MM WIDE 45U (QTY 2) | AR7722 | 497
APC BY SCHNEIDER ELECTRIC | APC UPS BATTERY LEAD ACID - 4.3 IN X 24 IN X 7 IN - 50 LBS | SYBTU1-PLP-C10 | 910
APC BY SCHNEIDER ELECTRIC | APC UPS BATTERY LEAD ACID - 4.3 IN X 24 IN X 7 IN - 50 LBS | SYBTU1-PLP-V66 | 828
APC BY SCHNEIDER ELECTRIC | AP8441 - POWER DISTRIBUTION UNIT - RACK-MOUNTABLE - 200V/208 V/230 V - 21 IEC 60 | AP8441 | 3025
APC BY SCHNEIDER ELECTRIC | SCHNEIDER ELECTRIC AP8831 - POWER DISTRIBUTION UNIT - RACK-MOUNTABLE - BLACK - I | AP8831 | 1240
APC BY SCHNEIDER ELECTRIC | SCHNEIDER ELECTRIC AP8632 - POWER DISTRIBUTION UNIT - RACK-MOUNTABLE - BLACK - I | AP8632 | 3595
APC BY SCHNEIDER ELECTRIC | DATA CENTER OPERATION: INSIGHT, 1 YEAR S | WDCI1YR | 5790
APC BY SCHNEIDER ELECTRIC | NETSHELTER SX 48U 750MM WIDE X 1200MM DEEP ENCLOSURE WITHOUT SIDES BLACK | AR3357X609 | 6430
APC BY SCHNEIDER ELECTRIC | SCHNEIDER ELECTRIC AP8830 - POWER DISTRIBUTION UNIT - RACK-MOUNTABLE - BLACK - I | AP8830 | 1320
APC BY SCHNEIDER ELECTRIC | SCHNEIDER ELECTRIC APC SMART-UPS ON-LINE SRT BATTERY PACK FOR 5/6KVA EXTENDED RU | SRT192BP | 2560
APC BY SCHNEIDER ELECTRIC | APC SMART-UPS ON-LINE SRT BATTERY PACK FOR 8/10KVA EXTENDED RUNTIME MODEL 192V- | SRT192BP2 | 2645
APC BY SCHNEIDER ELECTRIC | APC SMART-UPS ON-LINE SRT EXTERNAL BATTERY PACK, 3U RACK, 192VDC - BATTERY PACK | SRT192RMBP | 2915
APC BY SCHNEIDER ELECTRIC | APC SMART-UPS SRT 192V 8 AND 10KVA RM BATTERY PACK - SRT192RMBP2 - BATTERY PACK | SRT192RMBP2 | 3110
APC BY SCHNEIDER ELECTRIC | APC SMART-UPS ON-LINE, 5.4KVA, RACKMOUNT 3U, 208V, 2X L6-20R+2X L6-30R NEMA OUTL | SRT5KRMXLT | 11250
APC BY SCHNEIDER ELECTRIC | SRT5KRMXLW-HW - UPS - 3U - ONLINE - 208 V,230 V - 4.5KW - 5000VA - 1 HARD WIRE 3 | SRT5KRMXLW-HW | 11545
APC BY SCHNEIDER ELECTRIC | APC SMART-UPS ON-LINE, 5.4KVA, TOWER, 208V, 2X L6-20R+2X L6-30R NEMA OUTLETS, NE | SRT5KXLT | 10575
APC BY SCHNEIDER ELECTRIC | NETBOTZ WIRELESS TEMPERATURE SENSOR | NBWS100T | 168
APC BY SCHNEIDER ELECTRIC | NETBOTZ WIRELESS USB COORDINATOR & ROUTER | NBWC100U | 169
APC BY SCHNEIDER ELECTRIC | SCHNEIDER ELECTRIC AP8931 - POWER DISTRIBUTION UNIT - VERTICAL (0U) - BLACK - IN | AP8931 | 2205
APC BY SCHNEIDER ELECTRIC | SCHNEIDER ELECTRIC AP8932 - POWER DISTRIBUTION UNIT - VERTICAL (0U) - BLACK - IN | AP8932 | 2450
APC BY SCHNEIDER ELECTRIC | SCHNEIDER ELECTRIC APC SMART-UPS ON-LINE, 10KVA/10KW, RACKMOUNT 6U, 208V, 4X L6- | SRT10KRMXLT | 17580
APC BY SCHNEIDER ELECTRIC | SCHNEIDER ELECTRIC AP8832 - POWER DISTRIBUTION UNIT - RACK-MOUNTABLE - BLACK - I | AP8832 | 1410
APC BY SCHNEIDER ELECTRIC | SYMMETRA PX 100 MAINTENANCE BYPASS PANEL, 208V | SYMBP100F | 16875
APC BY SCHNEIDER ELECTRIC | APC SMART-UPS ON-LINE,10 KW /10 KVA,INPUT 208V /OUTPUT 208V, INTERFACE PORT CONT | SRT10KXLT | 17065
APC BY SCHNEIDER ELECTRIC | APC SMART-UPS ON-LINE, 6KVA/6KW, RACKMOUNT 4U, 208V, 2X L6-20R+3X L6-30R NEMA OU | SRT6KRMXLT | 12870
APC BY SCHNEIDER ELECTRIC | APC SMART-UPS ON-LINE,6000 WATTS /6000 VA,INPUT 208V /OUTPUT 208V, EXTENDED RUNT | SRT6KXLT | 12150
APC BY SCHNEIDER ELECTRIC | APC SMART-UPS ON-LINE, 8KVA/8KW, RACKMOUNT 6U, 208V, 4X L6-20R+2X L6-30R NEMA OU | SRT8KRMXLT | 15165
APC BY SCHNEIDER ELECTRIC | APC SMART-UPS ON-LINE,8000 WATTS /8000 VA,INPUT 208V /OUTPUT 208V, INTERFACE POR | SRT8KXLT | 14465
APC BY SCHNEIDER ELECTRIC | RACK PDU 2G, METERED-BY-OUTLET, ZEROU, 5.7KW, 208V, (21) C13 & (3) C19, SHIPPING | AP8461 | 3380
APC BY SCHNEIDER ELECTRIC | AP8870 - POWER DISTRIBUTION UNIT - VERTICAL (0U) - BLACK - INPUT VOLTAGE: 120 V- | AP8870 | 1675
APC BY SCHNEIDER ELECTRIC | WMBRS4-MB-T9B4 ON 1-2Z0C5LU/2 | WMBRS4-MB-T9B4 | 17530
APC BY SCHNEIDER ELECTRIC | 1 YEAR NBD 1P ADVANTAGE PLAN FOR (1) SMART-UPS 5 -7KVA, NEXT BUSINESS DAY ONSITE | WADVPLN1P-SU-05 | 1890
APC BY SCHNEIDER ELECTRIC | CORD RETENTION BRACKET FOR NEMA RPDUS (AP8000 SERIES) | AP8069 | 210
APC BY SCHNEIDER ELECTRIC | NETSHELTER SX 45U 600MM WIDE X 1070MM DEEP ENCLOSURE WITH SIDES BLACK TAA COMPLI | AR3105TAA | 5485
APC BY SCHNEIDER ELECTRIC | RACK PDU 2G, METERED, ZEROU, 20A, 208V 3PH, (24) 5-20R (6) L6-20R | AP8863 | 1485
APC BY SCHNEIDER ELECTRIC | APC SMART-UPS SRT 6000VA RM 208V IEC | SRT6KRMXLT-IEC | 13315
APC BY SCHNEIDER ELECTRIC | CDX, VERTICAL CABLE MANAGEMENT, 84X12 WIDE, SINGLE-SIDED | AR8665 | 2185
APC BY SCHNEIDER ELECTRIC | SCHNEIDER ELECTRIC AP8862 - POWER DISTRIBUTION UNIT - RACK-MOUNTABLE - BLACK - I | AP8862 | 1485
APC BY SCHNEIDER ELECTRIC | NETSHELTER SX 42U 750MM WIDE X 1070MM DEEP ENCLOSURE WITHOUT DOORS BLACK | AR3150X610 | 3805
APC BY SCHNEIDER ELECTRIC | APC REPLACEMENT BATTERY CARTRIDGE # 130 WITH 2 YEAR WARRANTY - BATTERY TYPE: LEA | APCRBC130 | 206
APC BY SCHNEIDER ELECTRIC | VED FOR 600MM WIDE SHORT RANGE / VERTICAL EXHAUST DUCT KIT FOR SX ENCLOSURE WHIT | AR7751W | 1070
APC BY SCHNEIDER ELECTRIC | NETSHELTER SX COLOCATION 2 X 20U 750MM WIDE X 1070MM DEEP ENCLOSURE WITH SIDES B | AR3200X437 | 11825
APC BY SCHNEIDER ELECTRIC | SCHNEIDER CHARGE-UPS 143 1-YR SP-04 | CURK143-01-04 | 1155
APC BY SCHNEIDER ELECTRIC | NETSHELTER SX 48U 600MM WIDE X 1200MM DEEP ENCLOSURE WITH SIDES AND NO DOORS BLA | AR3307X610 | 4950
APC BY SCHNEIDER ELECTRIC | NET SHELTER CX BOLT DOWN KIT | AR4601 | 198
APC BY SCHNEIDER ELECTRIC | NETSHELTER WX FAN MODULE | AR8213 | 155
APC BY SCHNEIDER ELECTRIC | APC NETSHELTER 6U WALLMOUNT RACK ENCLOSURE CABINET, SINGLE HINGED, SWITCH DEPTH, | AR106 | 447
APC BY SCHNEIDER ELECTRIC | APC NETSHELTER 9U WALLMOUNT RACK CABINET SINGLE HINGED SWITCH DEPTH UNASSEMBLED | AR109 | 576
APC BY SCHNEIDER ELECTRIC | APC NETSHELTER 12U WALLMOUNT RACK CABINET SINGLE HINGED SERVER DEPTH UNASSEMBLED | AR112 | 778
APC BY SCHNEIDER ELECTRIC | MODULAR BATTERY REPLACEMENT SERVICE 5 X SYBT9-B4 | WMBRS5-MB-T9B4 | 21590
APC BY SCHNEIDER ELECTRIC | ISX0001249538-0007 ON 1-32OP2FF/2 | ISX0001249538-0007 | 13090.95
APC BY SCHNEIDER ELECTRIC | APC SMART-UPS SRT 19 INCH RAIL KIT FOR SMART-UPS SRT 5/6/8/10KVA - GRAY RAILS WI | SRTRK2 | 426
APC BY SCHNEIDER ELECTRIC | APC SYMMETRA LX 4KVA SCALABLE TO 8KVA N+1, 220/230/240V OR 380/400/415V | SYA4K8I | 17115
APC BY SCHNEIDER ELECTRIC | ADVMAX2 ROOM ASSESSMENT UPGRADE FOR (1) DATA CENTER ROOM OF UP TO 5000 SQF./500 | WUPGADVMAX2-UG-03 | 4200
APC BY SCHNEIDER ELECTRIC | NETSHELTER SX 42U 600MM WIDE X 1070MM DEEP ENCLOSURE WITH SIDES WHITE | AR3100W | 3505
APC BY SCHNEIDER ELECTRIC | APC SMART-UPS SRT 2 POST MOUNTING RAIL KIT FOR SMART-UPS SRT - ACCESSORY SOLUTIO | SRTRK3 | 442
APC BY SCHNEIDER ELECTRIC | MGE GALAXY 3500 PARALLEL MAINTENANCE BYPASS, UP TO 3 UNITS 20-30KVA 208V FLOORMO | G35TSBPAR20K30F | 8485
APC BY SCHNEIDER ELECTRIC | AP8459NA3 - POWER DISTRIBUTION UNIT - RACK-MOUNTABLE - 200V/208 V/230 V - 21 IEC | AP8459NA3 | 2745
APC BY SCHNEIDER ELECTRIC | ISX0001268667-0004 ON 1-33HZQ1D/2 | ISX0001268667-0004 | 31351.95
APC BY SCHNEIDER ELECTRIC | APC IT POWER DISTRIBUTION MODULE 2 POLE 3 WIRE 30A L3-L1 L6-30 500CM | PDM2330L6-31-500 | 1080
APC BY SCHNEIDER ELECTRIC | WIRELESS SENSOR THAT MONITORS TEMPERATURE AND HUMIDITY IN THE DATA CENTER OR DIS | NBWS100H | 244
APC BY SCHNEIDER ELECTRIC | INFRASTRUXURE PDU, 150KVA, 416A, 480V:208V ISOLATION TRANSFORMER, 84 POLES, 1 SU | PDPB150G6F | 59270
APC BY SCHNEIDER ELECTRIC | DATA CENTER EXPERT: 10 NODE | SWDCE10NIF-DIGI | 1170
APC BY SCHNEIDER ELECTRIC | STRUXUREWARE DATA CENTER EXPERT VIRTUAL | SWDCEVMACT-DIGI | 3600
APC BY SCHNEIDER ELECTRIC | NETSHELTER SX 42U 600MM WIDE X 1200MM DEEP ENCLOSURE WITHOUT SIDES WITHOUT DOORS | AR3300X617 | 3610
APC BY SCHNEIDER ELECTRIC | SRT5KRMXLI - UPS - RACK-MOUNTABLE - ONLINE - 230 V - 4.5KW - CONTACT CLOSURE, RJ | SRT5KRMXLI | 11410
APC BY SCHNEIDER ELECTRIC | APC REPLACEMENT BATTERY CARTRIDGE J10 | APCRBC108 | 406
APC BY SCHNEIDER ELECTRIC | APC IT POWER DISTRIBUTION MODULE 3 POLE 5 WIRE 20A 240V IEC309 740CM | PDM3520IEC309-740 | 1215
APC BY SCHNEIDER ELECTRIC | APC SMART-UPS VT PARALLEL OPERATION | SUVTOPT011 | 381
APC BY SCHNEIDER ELECTRIC | APC IT POWER DISTRIBUTION MODULE 3 POLE 5 WIRE 20A 240V IEC309 1040CM | PDM3520IEC309-1040 | 1295
APC BY SCHNEIDER ELECTRIC | ISX0001281004-0002 ON 1-31KKB9B / 7 | ISX0001281004-0002 | 337231.55
APC BY SCHNEIDER ELECTRIC | APC SMART-UPS SRT 5000VA RM 208V IEC | SRT5KRMXLT-IEC | 11245
APC BY SCHNEIDER ELECTRIC | NETSHELTER SX 45U 600MM WIDE X 1200MM DEEP ENCLOSURE WITH SIDES BLACK -2000 LBS. | AR3305SP | 7040
APC BY SCHNEIDER ELECTRIC | APC IT POWER DISTRIBUTION MODULE 3 POLE 4 WIRE 60A IEC309 320CM | PDM3460IEC309-320 | 2810
APC BY SCHNEIDER ELECTRIC | APC CHARGE-UPS #57 1-YR SP-04, | CURK57-01-04 | 805
APC BY SCHNEIDER ELECTRIC | NETSHELTER SX 45U 750MM WIDE X 1200MM DEEP ENCLOSURE WITH SIDES BLACK -2000 LBS. | AR3355SP | 8300
APC BY SCHNEIDER ELECTRIC | MODULAR BATTERY REPLACEMENT SERVICE 8 X SYBT9-B6 | WMBRS8-MB-T9B6 | 50130
APC BY SCHNEIDER ELECTRIC | BATTERY CARTRIDGE - PRISMATIC CELLS - LEAD-ACID - 24 V - 2 YEARS REPAIR OR REPLA | APCRBC142 | 253
APC BY SCHNEIDER ELECTRIC | APC SMART-UPS SRT STEP-DOWN TRANSFORMER, 10KVA, RACKMOUNT, 4U, 2X NEMA L5-20R & | SRT10KRMTF | 4065
APC BY SCHNEIDER ELECTRIC | APC SMART-UPS SRT 10000VA RM 208V L630 | SRT10KRMXLT30 | 18355
APC BY SCHNEIDER ELECTRIC | APC SMART-UPS ON-LINE,10 KW /10 KVA,INPUT 208V /OUTPUT 208V, INTERFACE PORT CONT | SRT10KXLT30 | 18100
APC BY SCHNEIDER ELECTRIC | APC SMART-UPS STEP-DOWN TRANSFORMER, 5KVA, RACKMOUNT, 2U, 12X NEMA 5-20R OUTLETS | SRT5KRMTF | 1460
APC BY SCHNEIDER ELECTRIC | APC SMART-UPS ON-LINE, 5KVA, RACKMOUNT 5U, 208V, 12 5-20R+2 L6-20R+2 L6-30R NEMA | SRT5KRMXLT-5KTF | 12505
APC BY SCHNEIDER ELECTRIC | APC SMART-UPS SRT 5KVA TOWER ISOLATION/STEP-DOWN TRANSFORMER | SRT5KTF | 1735
APC BY SCHNEIDER ELECTRIC | APC SMART-UPS ON-LINE - UPS - RACK/TOWER - 8 NEMA 5-20R 4 NEMA L6-20R 2 NEMA L6- | SRT5KXLT-5KTF | 12295
APC BY SCHNEIDER ELECTRIC | APC SMART-UPS ON-LINE - UPS - RACK/TOWER - 12 NEMA 5-20R 4 NEMA L6-20R 1 NEMA L6 | SRT8KRMXLT-5KTF | 16535
APC BY SCHNEIDER ELECTRIC | APC SMART-UPS SRT 8000VA RM 208V L630 | SRT8KRMXLT30 | 16030
APC BY SCHNEIDER ELECTRIC | APC SMART-UPS SRT 8000VA WITH 208/240V TO 120V STEP-DOWN TRANSFORMER | SRT8KXLT-5KTF | 16620
APC BY SCHNEIDER ELECTRIC | SMART-UPS ON-LINE APC SMART-UPS SRT 8000VA 208V | SRT8KXLT30 | 15640
APC BY SCHNEIDER ELECTRIC | APC SMART-UPS SRT OUTPUT HARDWIRE KIT, 5KVA | SRT001 | 453
APC BY SCHNEIDER ELECTRIC | APC SMART-UPS SRT POWER DISTRIBUTION UNIT, 8KVA/10KVA, 208V, 6X NEMA L6-30R OUTL | SRT008 | 739
APC BY SCHNEIDER ELECTRIC | UPS - RACK-MOUNTABLE - DOUBLE CONVERSION,ONLINE - 208V - 10KW - 10000VA - 6 IEC | SRT10KRMXLT-IEC | 18075
APC BY SCHNEIDER ELECTRIC | NETSHELTER SX 42U 750MM WIDE X 1200MM DEEP ENCLOSURE WITHOUT DOORS BLACK | AR3350X610 | 5315
APC BY SCHNEIDER ELECTRIC | RACK POWER DISTRIBUTION UNIT 2G, METERED, 2U, 14.4KW, 208V, (3) C13 & (12) C19 | AP8869-2UX737 | 2550
APC BY SCHNEIDER ELECTRIC | RACK POWER DISTRIBUTION UNIT 2G, METERED, ZEROU, 14.4KW, 208V, (24) C13 & (6) C1 | AP8869X737 | 3795
APC BY SCHNEIDER ELECTRIC | APC SERVICE BYPASS PANEL 230V 16A BBM IEC C20 INPUT; (6) IEC C13 (1) C19 OUTPUT | SBP3000RMI | 735
APC BY SCHNEIDER ELECTRIC | POWER CORD KIT (6 EA) LOCKING C13 TO C14 | AP8702S-NAX590 | 127
APC BY SCHNEIDER ELECTRIC | POWER CORD KIT (6 EA) LOCKING C13 TO C14 | AP8703S-NAX590 | 127
APC BY SCHNEIDER ELECTRIC | POWER CORD KIT (6 EA) LOCKING C13 TO C14 | AP8703S-NAX744 | 127
APC BY SCHNEIDER ELECTRIC | POWER CORD KIT (6 EA) LOCKING C13 TO C14 | AP8704S-NAX590 | 209
APC BY SCHNEIDER ELECTRIC | POWER CORD KIT (6 EA) LOCKING C13 TO C14 | AP8704S-NAX744 | 158
APC BY SCHNEIDER ELECTRIC | POWER CORD KIT (6 EA) LOCKING C19 TO C20 | AP8712SX590 | 263
APC BY SCHNEIDER ELECTRIC | POWER CORD KIT (6 EA) LOCKING C19 TO C20 | AP8713SX590 | 228
APC BY SCHNEIDER ELECTRIC | POWER CORD KIT (6 EA) LOCKING C19 TO C20 | AP8713SX743 | 168
APC BY SCHNEIDER ELECTRIC | POWER CORD KIT (6 EA) LOCKING C19 TO C20 | AP8713SX744 | 168
APC BY SCHNEIDER ELECTRIC | POWER CORD KIT (6 EA) LOCKING C19 TO C20 | AP8714SX744 | 259
APC BY SCHNEIDER ELECTRIC | POWER CORD KIT (6 EA) LOCKING C19 TO C20 | AP8716SX743 | 324
APC BY SCHNEIDER ELECTRIC | APC SMART-UPS SRT 5000VA 230V | SRT5KXLI | 10945
APC BY SCHNEIDER ELECTRIC | APC SMART-UPS SRT 5000VA 208V IEC | SRT5KXLT-IEC | 10945
APC BY SCHNEIDER ELECTRIC | NETSHELTER SX 42U 600MM WIDE X 1200MM DEEP ENCLOSURE WITH SIDES BLACK -2000 LBS. | AR3300SP | 6685
APC BY SCHNEIDER ELECTRIC | APC SMART-UPS SRT 10KVA RM WITH 208/240V TO 120V 10KVA STEP-DOWN TRANSFORMER | SRT10KRMXLT-10KTF | 20985
APC BY SCHNEIDER ELECTRIC | APC SMART-UPS ON-LINE - UPS - RACK/TOWER - 6KW - USB - 12 NEMA 5-20R, 2 NEMA L6- | SRT6KRMXLT-5KTF | 13870
APC BY SCHNEIDER ELECTRIC | NETSHELTER SX 45U 600MM WIDE X 1070MM | AR3105W | 3925
APC BY SCHNEIDER ELECTRIC | NETSHELTER SX 45U 750MM WIDE X 1070MM | AR3155W | 4765
APC BY SCHNEIDER ELECTRIC | NETSHELTER SX 45U 600MM WIDE X 1200MM | AR3305W | 5010
APC BY SCHNEIDER ELECTRIC | NETSHELTER SX 45U 750MM WIDE X 1200MM | AR3355W | 6270
APC BY SCHNEIDER ELECTRIC | (1) YEAR ADVANTAGE ULTRA SERVICE PLAN FOR (1) EPS 8000 625 TO 800 KVA UPS | WADVULTRA-E8-80 | 28100
APC BY SCHNEIDER ELECTRIC | APC SMART-UPS SRT 6KVA PDU 208V (4) L6-20 & (1) L6-30 | SRT005 | 885
APC BY SCHNEIDER ELECTRIC | APC SMART-UPS ON-LINE, 3KVA, RACKMOUNT 2U, 208V, 2X L6-20R+1X L6-30R NEMA OUTLET | SRT3000RMXLT | 6480
APC BY SCHNEIDER ELECTRIC | APC SMART-UPS ON-LINE,2700 WATTS /3000 VA,INPUT 208V /OUTPUT 208V, INTERFACE POR | SRT3000XLT | 6400
APC BY SCHNEIDER ELECTRIC | APC SMART-UPS SRT 96V 3KVA RM BATTERY PACK - RACK-MOUNTABLE,2U - ONLINE - 96 V - | SRT96RMBP | 2660
APC BY SCHNEIDER ELECTRIC | NETSHELTER SX 42U 750MM WIDE X 1200MM DEEP NETWORKING ENCLOSURE WITH SIDES WHITE | AR3340W | 6405
APC BY SCHNEIDER ELECTRIC | NETSHELTER SX 42U 750MM WIDE X 1070MM DEEP ENCLOSURE WITH SIDES BLACK -2000 LBS. | AR3150SP | 6595
APC BY SCHNEIDER ELECTRIC | APC SMART-UPS ON-LINE, 3KVA, RACKMOUNT 2U, 208V/230V, 6X C13+2X C19 IEC OUTLETS, | SRT3000RMXLW-IEC | 6935
APC BY SCHNEIDER ELECTRIC | SRT3000XLW-IEC - UPS - TOWER - ONLINE - 208 V,230 V - 2700WATT - 3000VA - BS1363 | SRT3000XLW-IEC | 6400
APC BY SCHNEIDER ELECTRIC | THIS APC SMART-UPS BATTERY PACK CONNECTED WITH SRT ON-LINE UPS, PROVIDES EXTENDE | SRT72BP | 1405
APC BY SCHNEIDER ELECTRIC | APC SMART-UPS ON-LINE SRT RACKMOUNT BATTERY PACK FOR 2.2KVA EXTENDED RUNTIME MOD | SRT72RMBP | 1810
APC BY SCHNEIDER ELECTRIC | APC SMART-UPS ON-LINE SRT BATTERY PACK FOR 3KVA EXTENDED RUNTIME MODEL 96V - LEA | SRT96BP | 2295
APC BY SCHNEIDER ELECTRIC | APC SMART-UPS SRT 6000VA WITH 208/240V TO 120V STEP-DOWN TRANSFORMER | SRT6KXLT-5KTF | 14190
APC BY SCHNEIDER ELECTRIC | APC SMART-UPS SRT 10KVA RM WITH TWO 208V TO 120V 2U 5KVA STEP-DOWN TRANSFORMERS | SRT10KRMXLT-5KTF2 | 20695
APC BY SCHNEIDER ELECTRIC | POWER CORD KIT (6 EA), LOCKING, C13 TO C14 (90 DEGREE), 0.6M | AP8702R-WW | 127
APC BY SCHNEIDER ELECTRIC | POWER CORD KIT (6 EA), LOCKING, C13 TO C14 (90 DEGREE), 1.2M | AP8704R-WW | 210
APC BY SCHNEIDER ELECTRIC | MODULAR BATTERY REPLACEMENT SERVICE 32 X SYBT9-B6 | WMBRS32-MB-T9B6 | 200275
APC BY SCHNEIDER ELECTRIC | APC CHARGE-UPS #115 1-YR SP-03 | CURK115-01-03 | 775
APC BY SCHNEIDER ELECTRIC | OVERHEAD 4U PATCH DISTRIBUTION RACK | VDIM33174 | 297
APC BY SCHNEIDER ELECTRIC | NETSHELTER SX 42U 750MM WIDE X 1200MM DEEP ENCLOSURE WITH SIDES BLACK -2000 LBS. | AR3350SP | 7950
APC BY SCHNEIDER ELECTRIC | ISX0001296687-0004 ON 2015-28698 | ISX0001296687-0004 | 3484.52
APC BY SCHNEIDER ELECTRIC | UPS INTERFACE EXPANDER 2 | AP9624 | 508
APC BY SCHNEIDER ELECTRIC | APC SMART-UPS SRT 10KVA WITH TWO 208/240V TO 120V 5KVA STEP-DOWN TRANSFORMERS | SRT10KXLT-5KTF2 | 20685
APC BY SCHNEIDER ELECTRIC | APC SMART-UPS SRT - UPS - RACK-MOUNTABLE,2U - ONLINE,DOUBLE CONVERSION - 230V - | SRT2200RMXLI | 4090
APC BY SCHNEIDER ELECTRIC | APC SMART-UPS SRT 10000VA RM 230V | SRT10KRMXLI | 17685
APC BY SCHNEIDER ELECTRIC | APC SMART-UPS SRT 8000VA 208V IEC | SRT8KXLT-IEC | 14935
APC BY SCHNEIDER ELECTRIC | POWER CORD KIT (6 EA), LOCKING, C13 TO C14, 3.0M, NORTH AMERICA | AP8706S-NAX648 | 324
APC BY SCHNEIDER ELECTRIC | SRT2200XLI - UPS - RACK-MOUNTABLE - ONLINE - 230 V - 1980WATT - RJ-45 SERIAL, SM | SRT2200XLI | 3785
APC BY SCHNEIDER ELECTRIC | APC SMART-UPS RT 1000VA 230V NETWORK CARD | SURT1000XLI-NC | 2990
APC BY SCHNEIDER ELECTRIC | APC SYMMETRA LX 9 BATTERY TOWER XR FRAME, 230V | SYBFXR9I | 4380
APC BY SCHNEIDER ELECTRIC | APC SMART-UPS SRT 15FT EXTENSION CABLE FOR 96VDC EXTERNAL BATTERY PACKS 3000VA U | SRT010 | 481
APC BY SCHNEIDER ELECTRIC | APC IT POWER DISTRIBUTION MODULE 3 POLE 4 WIRE 60A IEC309 440CM | PDM3460IEC309-440 | 3055
APC BY SCHNEIDER ELECTRIC | APC IT POWER DISTRIBUTION MODULE 3 POLE 4 WIRE 60A IEC309 380CM | PDM3460IEC309-380 | 2865
APC BY SCHNEIDER ELECTRIC | RJ45 SERIAL CABLE FOR SMART-UPS LCD MODELS 2M | AP940-0625A | 40
APC BY SCHNEIDER ELECTRIC | SRT3000RMXLT-5KTF - UPS - 2700WATT - USB - 12 NEMA 5-20R, 2 NEMA L6-20R. - BLACK | SRT3000RMXLT-5KTF | 8275
APC BY SCHNEIDER ELECTRIC | APC SMART-UPS SRT 19RAIL KIT FOR SRT | SRTRK4 | 424
APC BY SCHNEIDER ELECTRIC | SRT3000XLT-5KTF - UPS - 120V,208V - 2700WATT - 3000VA - NEMA L6-20P, 8 NEMA 5-20 | SRT3000XLT-5KTF | 8175
APC BY SCHNEIDER ELECTRIC | MODULAR BATTERY REPLACEMENT SERVICE 13 X SYBT9-B6 | WMBRS13-MB-T9B6 | 81485
APC BY SCHNEIDER ELECTRIC | MODULAR BATTERY REPLACEMENT SERVICE 16 X SYBT9-B6 | WMBRS16-MB-T9B6 | 100360
APC BY SCHNEIDER ELECTRIC | APC SMART-UPS SRT 8000VA 230V | SRT8KXLI | 15195
APC BY SCHNEIDER ELECTRIC | SRT8KRMXLI - UPS - RACK-MOUNTABLE - DOUBLE CONVERSION,ONLINE - 230V - 8KW - 8000 | SRT8KRMXLI | 16475
APC BY SCHNEIDER ELECTRIC | NETSHELTER SX 48U 600MM WIDE X 1070MM DEEP ENCLOSURE WITH SIDES BLACK -2000 LBS. | AR3107SP | 6625
APC BY SCHNEIDER ELECTRIC | ISX0001337191-0002 ON 2016-59144 | ISX0001337191-0002 | 31778.33
APC BY SCHNEIDER ELECTRIC | APC SMART-UPS ON-LINE, 3KVA, RACKMOUNT 2U, 230V, 8X C13+2X C19 IEC OUTLETS, SMAR | SRT3000RMXLI | 6995
APC BY SCHNEIDER ELECTRIC | APC SMART-UPS SRT 8000VA RM 208V IEC | SRT8KRMXLT-IEC | 15500
APC BY SCHNEIDER ELECTRIC | NETSHELTER SX 42U 600MM WIDE X 1200MM DEEP ENCLOSURE, BLACK, WITH 400MM DEPTH EX | AR3300X754 | 7180
APC BY SCHNEIDER ELECTRIC | RACK PDU 2G, METERED-BY-OUTLET, ZEROU, 11.0KW, 230V, (21) C13 & (3) C19 | AP8481 | 4180
APC BY SCHNEIDER ELECTRIC | NETSHELTER SX 42U 600MM WIDE PERFORATED CURVED DOOR WHITE | AR7000AW | 566
APC BY SCHNEIDER ELECTRIC | NETSHELTER SX 42U 750MM WIDE X 1070MM DEEP NETWORKING ENCLOSURE WITH SIDES WHITE | AR3140W | 6055
APC BY SCHNEIDER ELECTRIC | BE600M1 - UPS - DESKTOP - STANDBY - 120 V - 330WATT - 600VA - USB - 5 X NEMA 5-1 | BE600M1 | 140
APC BY SCHNEIDER ELECTRIC | APC CHARGE-UPS #57 1-YR SP-03 | CURK57-01-03 | 664
APC BY SCHNEIDER ELECTRIC | APC SMART-UPS ON-LINE, 3KVA, RACKMOUNT 2U, 208V, 2X L6-20R+1X L6-30R NEMA OUTLET | SRT3000RMXLT-NC | 7885
APC BY SCHNEIDER ELECTRIC | APC SMART-UPS SRT 6000VA 230V | SRT6KXLI | 12260
APC BY SCHNEIDER ELECTRIC | APC CHARGE-UPS #116 1-YR SP-02 | CURK116-01-02 | 537
APC BY SCHNEIDER ELECTRIC | APC SMART-UPS SRT 5KVA PDU 208V (4) L6-20 | SRT004 | 466
APC BY SCHNEIDER ELECTRIC | NETSHELTER SX 48U 600MM WIDE X 1200MM DEEP ENCLOSURE WITH SIDES BLACK -2000 LBS. | AR3307SP | 7565
APC BY SCHNEIDER ELECTRIC | NETSHELTER SX 48U 750MM WIDE X 1200MM DEEP ENCLOSURE WITH SIDES BLACK -2000 LBS. | AR3357SP | 8825
APC BY SCHNEIDER ELECTRIC | APC IT POWER DISTRIBUTION MODULE 3 POLE 4 WIRE 60A IEC309 560CM | PDM3460IEC309-560 | 3300
APC BY SCHNEIDER ELECTRIC | NETSHELTER SX 48U 600MM WIDE PERFORATED | AR7107 | 925
APC BY SCHNEIDER ELECTRIC | POWER CORD KIT (6 EA), LOCKING, C13 TO C14 (90 DEGREE), 1.8M | AP8706R-WW | 293
APC BY SCHNEIDER ELECTRIC | APC CHARGE-UPS - BLACK - WARRANTY 1 YEAR REPAIR OR REPLACE | CURK132-01-02 | 684
APC BY SCHNEIDER ELECTRIC | APC CHARGE-UPS #117 1-YR SP-04 | CURK117-01-04 | 1225
APC BY SCHNEIDER ELECTRIC | NETSHELTER SX 48U 600MM WIDE X 1200MM DEEP ENCLOSURE WITH DOORS AND NO SIDES BLA | AR3307X609 | 5170
APC BY SCHNEIDER ELECTRIC | ISX0001338961-0015 ON 2016-97362-5 | ISX0001338961-0015 | 92213.53
APC BY SCHNEIDER ELECTRIC | MODULAR BATTERY REPLACEMENT SERVICE 9 X SYBT9-B4 | WMBRS9-MB-T9B4 | 36315
APC BY SCHNEIDER ELECTRIC | MODULAR UPS REVITALIZATION SERVICE FOR (1) SYMMETRA LX WITH 5 X SYPM4KP, 4 X SYB | WMPRS5B-LX-05 | 19735
APC BY SCHNEIDER ELECTRIC | APC SMART-UPS ON-LINE, 2200VA, TOWER, 120V, 6X 5-20R+1X L5-20R NEMA OUTLETS, SMA | SRT2200XLA | 3070
APC BY SCHNEIDER ELECTRIC | APC SMART-UPS ON-LINE, 2200VA, RACKMOUNT 2U, 120V, 6X 5-20R+1X L5-20R NEMA OUTLE | SRT2200RMXLA | 3525
APC BY SCHNEIDER ELECTRIC | APC SMART-UPS ON-LINE, 2200VA, RACKMOUNT 2U, 120V, 6X 5-20R+1X L5-20R NEMA OUTLE | SRT2200RMXLA-NC | 4295
APC BY SCHNEIDER ELECTRIC | APC SMART-UPS ON-LINE, 3KVA, TOWER, 120V, 8X 5-20R+1X L5-30R NEMA OUTLETS, SMART | SRT3000XLA | 6340
APC BY SCHNEIDER ELECTRIC | APC SMART-UPS ON-LINE, 3KVA, RACKMOUNT 2U, 120V, 8X 5-20R+1X L5-30R NEMA OUTLETS | SRT3000RMXLA | 6685
APC BY SCHNEIDER ELECTRIC | APC SMART-UPS ON-LINE, 3KVA, RACKMOUNT 2U, 120V, 8X 5-20R+1X L5-30R NEMA OUTLETS | SRT3000RMXLA-NC | 7875
APC BY SCHNEIDER ELECTRIC | APC SMART-UPS SRT 10000VA 208V IEC | SRT10KXLT-IEC | 16930
APC BY SCHNEIDER ELECTRIC | NETSHELTER SX 42U 600MM WIDE X 1200MM DEEP ENCLOSURE WITHOUT DOORS BLACK | AR3300X610 | 4355
APC BY SCHNEIDER ELECTRIC | NETSHELTER SX 48U 750MM WIDE X 1200MM DEEP ENCLOSURE WITHOUT DOORS BLACK | AR3357X610 | 6180
APC BY SCHNEIDER ELECTRIC | APC SMART-UPS SRT 6000VA RM 230V | SRT6KRMXLI | 12720
APC BY SCHNEIDER ELECTRIC | DATA CENTER OPERATION: CHANGE, 1 YEAR SOFTWARE MAINTENANCE CONTRACT, 200 RACKS | WCHM1YR200 | 7940
APC BY SCHNEIDER ELECTRIC | BE425M - UPS - STANDBY - 120 V - 255WATT - 425VA - 5A - 4 X NEMA 5-15R, 2 X NEMA | BE425M | 106
APC BY SCHNEIDER ELECTRIC | APC REPLACEMENT BATTERY CARTRIDGE FOR SMART-UPS ON-LINE, 12V 5.1AH LEAD-ACID BAT | APCRBC141 | 609
APC BY SCHNEIDER ELECTRIC | APC 1U 19 INCH WHITE MODULAR TOOLLESS BLANKING PANEL - QTY 200 | AR8136WHT200 | 1385
APC BY SCHNEIDER ELECTRIC | RACK ACCESS CONTROL - NUMBER OF RACK UNIT:1U | NBACS125 | 2210
APC BY SCHNEIDER ELECTRIC | RACK PDU, SWITCHED, 1U, 15A, 100/120V | AP7900B | 1440
APC BY SCHNEIDER ELECTRIC | SCHNEIDER ELECTRIC AP7911B - POWER DISTRIBUTION UNIT - RACK-MOUNTABLE - BLACK - | AP7911B | 2245
APC BY SCHNEIDER ELECTRIC | NETSHELTER SX 45U 600MM WIDE PERFORATED CURVED DOOR BLACK | AR7005 | 714
APC BY SCHNEIDER ELECTRIC | APC NETSHELTER SX, SERVER RACK ENCLOSURE, 48U, WITHOUT SIDES AND DOORS, BLACK, 1 | AR3157X617 | 3580
APC BY SCHNEIDER ELECTRIC | SCHNEIDER ELECTRIC AP7811B - POWER DISTRIBUTION UNIT - RACK-MOUNTABLE - INPUT VO | AP7811B | 1800
APC BY SCHNEIDER ELECTRIC | AP7800B - POWER DISTRIBUTION UNIT - RACK-MOUNTABLE - 100 V/120 V - 8 NEMA 5-15R | AP7800B | 1025
APC BY SCHNEIDER ELECTRIC | APC SMART-UPS SRT 2200VA/3000VA INPUT/OUTPUT HARDWIRE KIT- 1 HARD WIRE 3-WIRE (2 | SRT012 | 454
APC BY SCHNEIDER ELECTRIC | APC SMART-UPS SRT 15FT EXTENSION CABLE FOR 192VDC EXTERNAL BATTERY PACKS 5/6KVA | SRT002 | 784
APC BY SCHNEIDER ELECTRIC | APC REPLACEMENT BATTERY CARTRIDGE FOR SMART-UPS ON-LINE, 12V 5AH LEAD-ACID BATTE | APCRBC152 | 1375
APC BY SCHNEIDER ELECTRIC | NETSHELTER SX EXTERNAL AIR SEALING KIT (QTY 10) | AR7731 | 1425
APC BY SCHNEIDER ELECTRIC | SCHNEIDER ELECTRIC AP7801B - POWER DISTRIBUTION UNIT - RACK-MOUNTABLE - INPUT VO | AP7801B | 1185
APC BY SCHNEIDER ELECTRIC | NETBOTZ 125 KHZ HANDLE KIT | NBHN125 | 1340
APC BY SCHNEIDER ELECTRIC | APC SMART-UPS ON-LINE, 3KVA, RACKMOUNT 2U, 230V, 8X C13+2X C19 IEC OUTLETS, NETW | SRT3000RMXLI-NC | 7680
APC BY SCHNEIDER ELECTRIC | NETSHELTER SX 40U/600MM/1070MM ENCLOSURE WITH ROOF AND SIDES, BLACK, FRONT PLENU | AR3100X721 | 8315
APC BY SCHNEIDER ELECTRIC | SCHNEIDER ELECTRIC AP7901B - POWER DISTRIBUTION UNIT - RACK-MOUNTABLE - BLACK - | AP7901B | 1625
APC BY SCHNEIDER ELECTRIC | AP6002A - POWER DISTRIBUTION UNIT - VERTICAL (0U) - 208 V - 14 IEC 60320 C13;2 I | AP6002A | 498
APC BY SCHNEIDER ELECTRIC | GALAXY 3500 SEISMIC KIT, 20INCH/523MM (WIDE) | G35TOPT008 | 154
APC BY SCHNEIDER ELECTRIC | RACK PDU, BASIC VERTICAL, 208V, 60A, (21) C13, (6) C19 - AP6007A - CORD LENGTH: | AP6007A | 1450
APC BY SCHNEIDER ELECTRIC | APC AC LAPTOP CHARGER, 19V/65W, LENOVO , 3 TIPS | NP19V65W-LN3TIPS | 69
APC BY SCHNEIDER ELECTRIC | AP7998B - POWER DISTRIBUTION UNIT - RACK-MOUNTABLE - BLACK - INPUT VOLTAGE: 208 | AP7998B | 3585
APC BY SCHNEIDER ELECTRIC | SCHNEIDER ELECTRIC AP7902B - POWER DISTRIBUTION UNIT - RACK-MOUNTABLE - BLACK - | AP7902B | 2295
APC BY SCHNEIDER ELECTRIC | ISX0001411699-0006 ON 2017-177009-2 | ISX0001411699-0006 | 20109.8
APC BY SCHNEIDER ELECTRIC | SMX2200R2HVNC - UPS - RACK/TOWER - 1980WATT - USB - 8 IEC 320 C13,2 IEC JUMPERS, | SMX2200R2HVNC | 5170
APC BY SCHNEIDER ELECTRIC | APC SMART-UPS SRT 10000VA 230V | SRT10KXLI | 16940
APC BY SCHNEIDER ELECTRIC | APC SMART-UPS 3000VA LCD RM - LINE-INTERACTIVE - 2700WATT - 2880VA - SERIAL PORT | SMT3000RM2UNC | 3630
APC BY SCHNEIDER ELECTRIC | SCHNEIDER ELECTRIC AP7921B - POWER DISTRIBUTION UNIT - RACK-MOUNTABLE - BLACK - | AP7921B | 1625
APC BY SCHNEIDER ELECTRIC | SCHNEIDER ELECTRIC AP7920B - POWER DISTRIBUTION UNIT - RACK-MOUNTABLE - BLACK - | AP7920B | 1440
APC BY SCHNEIDER ELECTRIC | APC SMART-UPS 3000VA LCD RM 2U 230V WITH NETWORK CARD | SMT3000RMI2UNC | 5435
APC BY SCHNEIDER ELECTRIC | AP7802B - POWER DISTRIBUTION UNIT - 2U - 120 V - NEMA L5-30P - 16 NEMA 5-20R - 2 | AP7802B | 1835
APC BY SCHNEIDER ELECTRIC | MODULAR BATTERY AND RECYCLING SERVICE 1 X SYBT9-B6 | WMBSYB-MB-T9B6 | 5905
APC BY SCHNEIDER ELECTRIC | RELIABLE RACK POWER DISTRIBUTION DESIGNED TO INCREASE MANAGEABILITY AND EFFICIEN | AP6020A | 176
APC BY SCHNEIDER ELECTRIC | RACK PDU, SWITCHED, 2U, 32A, 230V, (16)C13 | AP7922B | 2295
APC BY SCHNEIDER ELECTRIC | APC SMART-UPS X 2200VA SHORT DEPTH TOWER/RACK CONVERTIBLE LCD 200-240V WITH NETW | SMX2200HVNC | 4635
APC BY SCHNEIDER ELECTRIC | ISX0001423050-0010 ON 2017-195305-2 | ISX0001423050-0010 | 8887.24
APC BY SCHNEIDER ELECTRIC | APC 1U 19 WHITE MODULAR TOOLLESS BLANKING PANEL - QTY 10 | AR8136WHT | 130
APC BY SCHNEIDER ELECTRIC | RACK PDU 2G, METERED, ZEROU, 8.6KW, 208V, (36) C13 & (6) C19 & (2) 5-20, BLUE SI | AP8865BLUX667 | 2330
APC BY SCHNEIDER ELECTRIC | RACK PDU 2G, METERED, ZEROU, 8.6KW, 208V, (36) C13 & (6) C19 & (2) 5-20, RED SIL | AP8865REDX667 | 2330
APC BY SCHNEIDER ELECTRIC | APC SMART-UPS SRT 3000VA PDU 208V (3) L6-30 | SRT011 | 674
APC BY SCHNEIDER ELECTRIC | RACK PDU, METERED, 1U | AP7820B | 1025
APC BY SCHNEIDER ELECTRIC | NETSHELTER SX 48U 750MM WIDE X 1070MM DEEP ENCLOSURE WITH SIDES BLACK -2000 LBS. | AR3157SP | 7280
APC BY SCHNEIDER ELECTRIC | ISX0001423050-0011 ON 2017-195305-3 | ISX0001423050-0011 | 7843.69
APC BY SCHNEIDER ELECTRIC | APC SMART-UPS SRT 15FT EXTENSION CABLE FOR 192VDC EXTERNAL BATTERY PACKS 8/10KVA | SRT003 | 752
APC BY SCHNEIDER ELECTRIC | ISX0001428478-0011 ON 2017-204978 | ISX0001428478-0011 | 202571.85
APC BY SCHNEIDER ELECTRIC | RACK PDU 2G, SWITCHED, ZEROU, 17.2KW (60A 5PIN), 208V, (42) C13, (6) C19, & (2) | AP8967X668 | 3860
APC BY SCHNEIDER ELECTRIC | NETSHELTER CX BASE/PLINTH SURROUND KIT | AR4603 | 341
APC BY SCHNEIDER ELECTRIC | POWER CORD KIT (6 EA), LOCKING, C13 TO C14, 0.6M, NORTH AMERICA, RED | AP8702S-NAX340 | 127
APC BY SCHNEIDER ELECTRIC | POWER CORD KIT (6 EA), LOCKING, C13 TO C14, 1.2M, NORTH AMERICA, RED | AP8704S-NAX340 | 209
APC BY SCHNEIDER ELECTRIC | POWER CORD KIT (6 EA), LOCKING, C19 TO C20, 0.6M (2FT), RED | AP8712SX340 | 263
APC BY SCHNEIDER ELECTRIC | POWER CORD KIT (6 EA), LOCKING, C19 TO C20, 1.2M (4FT), RED | AP8714SX340 | 349
APC BY SCHNEIDER ELECTRIC | 3WIRE WHIP W/L6-30 23 FT | PDW23L6-30C | 320
APC BY SCHNEIDER ELECTRIC | POWER CORD KIT (6 EA), LOCKING, C13 TO C14, 1.8M | AP8706S-WW | 293
APC BY SCHNEIDER ELECTRIC | SRT3000XLI - UPS - TOWER - ONLINE - 230V - 2700WATT - 3000VA - IEC 60320 C20 SCH | SRT3000XLI | 6500
APC BY SCHNEIDER ELECTRIC | APC REPLACEMENT BATTERY CARTRIDGE #88 | APCRBC88 | 704
APC BY SCHNEIDER ELECTRIC | RACK PDU,SWITCHED,ZEROU,12.5KW,208V,(21)C13&(3)C19;3 CORD | AP7968B | 3595
APC BY SCHNEIDER ELECTRIC | SCHNEIDER ELECTRIC SRT1000RMXLA APC SMART-UPS ON-LINE, 1000VA, RACKMOUNT 2U, 120 | SRT1000RMXLA | 1950
APC BY SCHNEIDER ELECTRIC | THIS APC SMART-UPS IS DESIGNED FOR IT PROFESSIONALS OR NETWORK ADMINISTRATORS TO | SRT1000RMXLA-NC | 2885
APC BY SCHNEIDER ELECTRIC | THIS APC SMART-UPS IS DESIGNED FOR IT PROFESSIONALS OR NETWORK ADMINISTRATORS TO | SRT1000XLA | 1745
APC BY SCHNEIDER ELECTRIC | SCHNEIDER ELECTRIC APC SMART-UPS ON-LINE, 1500VA, RACKMOUNT 2U, 120V, 6X NEMA 5- | SRT1500RMXLA | 2755
APC BY SCHNEIDER ELECTRIC | SCHNEIDER ELECTRIC APC SMART-UPS ON-LINE, 1500VA, RACKMOUNT 2U, 120V, 6X 5-15R N | SRT1500RMXLA-NC | 3750
APC BY SCHNEIDER ELECTRIC | THIS APC SMART-UPS IS DESIGNED FOR IT PROFESSIONALS OR NETWORK ADMINISTRATORS TO | SRT1500XLA | 2375
APC BY SCHNEIDER ELECTRIC | APC SMART-UPS SRT 48V 1KVA 1.5KVA BATTERY PACK - 2U - ONLINE - BLACK - 2 YEARS | SRT48BP | 1405
APC BY SCHNEIDER ELECTRIC | APC SMART-UPS SRT 48V 1KVA 1.5KVA RM BATTERY PACK - 2U,RACK-MOUNTABLE - BLACK -N | SRT48RMBP | 1800
APC BY SCHNEIDER ELECTRIC | APC SMART-UPS 2200VA LCD RM 2U 120V- LINE-INTERACTIVE - 1920WATT- NEMA 5-20P,6 N | SMT2200RM2UNC | 4050
APC BY SCHNEIDER ELECTRIC | RACK PDU,METERED,ZEROU,14.4KW,208V,(24)C13,(4)C19,(2)L6-30R;10 CORD | AP7899B | 3645
APC BY SCHNEIDER ELECTRIC | ISX0001441974-0007 ON 2017-226303 | ISX0001441974-0007 | 196830.19
APC BY SCHNEIDER ELECTRIC | ISX0001447719-0005 ON 2017-229477 | ISX0001447719-0005 | 128323.49
APC BY SCHNEIDER ELECTRIC | MODULAR BATTERY REPLACEMENT SERVICE 20 X SYBT9-B6 | WMBRS20-MB-T9B6 | 125320
APC BY SCHNEIDER ELECTRIC | ISX0001453808-0001 ON 2017-240538 | ISX0001453808-0001-0002 | 128020.23
APC BY SCHNEIDER ELECTRIC | POWER DISTRIBUTION UNIT - 1U - 200 V, 208 V, - (4) IEC 320 C19 - 24A - 2 YEARS R | AP6031A | 428
APC BY SCHNEIDER ELECTRIC | APC SMART-UPS 750VA LCD 120V- LINE-INTERACTIVE - 500WATT - 750VA - NEMA 5-15P,6 | SMT750C | 743
APC BY SCHNEIDER ELECTRIC | APC SMART-UPS 750VA RM 2U 120V- LINE-INTERACTIVE - 500WATT - NEMA 5-15P,6 NEMA 5 | SMT750RM2UC | 983
APC BY SCHNEIDER ELECTRIC | APC REPLACEMENT BATTERY CARTRIDGE FOR BACK-UPS, 12V 6.5AH LEAD-ACID BATTERY, 2-Y | APCRBC154 | 101
APC BY SCHNEIDER ELECTRIC | RACK PDU, METERED, 2U, 32A, 230V, (12) C13 & (4) C19 | AP7822B | 1835
APC BY SCHNEIDER ELECTRIC | RACK PDU, BASIC, 0U/1U, 100-240V/20A, 220-240V/16A, IEC 60320 C20;7 IEC 60320 C1 | AP6120A | 228
APC BY SCHNEIDER ELECTRIC | DATA CENTER OPERATION: IT OPTIMIZE 10 RACK LICENSE | AP916010 | 3780
APC BY SCHNEIDER ELECTRIC | PERFORMANCE, MIDSPAN ACCESSORY BRACKET FOR 12 INCH WIDE DOUBLE-SIDED VERTICAL CA | AR8683 | 170
APC BY SCHNEIDER ELECTRIC | INROW OA END AISLE CONTAINMENT KIT - 48U | ACAC11009 | 1100
APC BY SCHNEIDER ELECTRIC | 1 YEAR ADVANTAGE ULTRA SERVICE FOR 1 SYMMETRA PX 80KVA 80 / 100 FRAME UPS OR PD | WADVULTRAM-PX-38 | 16200
APC BY SCHNEIDER ELECTRIC | SCHNEIDER ELECTRIC AP6039A RACK POWER DISTRIBUTION UNIT, BASIC, 0U/1U, 208V, 60A | AP6039A | 841
APC BY SCHNEIDER ELECTRIC | RACK PDU, BASIC, VERTICAL, 220-240V, 32A, (20) C13, (6) C19 | AP6009A | 1240
APC BY SCHNEIDER ELECTRIC | POWER CORD KIT (6 EA), LOCKING, C13 TO C14, 0.6M | AP8702S-WW | 127
APC BY SCHNEIDER ELECTRIC | POWER CORD KIT (6 EA), LOCKING, C13 TO C14, 1.2M | AP8704S-WW | 210
APC BY SCHNEIDER ELECTRIC | DATA CENTER EXPERT: 10 NODE SURVEILLANCE LICENSE | SWDCE10NSV-DIGI | 2665
APC BY SCHNEIDER ELECTRIC | SMT1000C - APC SMART-UPS, LINE INTERACTIVE, 1000VA, TOWER, 120V, 8X NEMA 5-15R O | SMT1000C | 886
APC BY SCHNEIDER ELECTRIC | SMT1000RM2UC - APC SMART-UPS, LINE INTERACTIVE, 1000VA, RACKMOUNT 2U, 120V, 6X N | SMT1000RM2UC | 1120
APC BY SCHNEIDER ELECTRIC | SMT1500C - APC SMART-UPS, LINE INTERACTIVE, 1500VA, TOWER, 120V, 8X NEMA 5-15R O | SMT1500C | 1095
APC BY SCHNEIDER ELECTRIC | APC SMART-UPS 1500VA LCD RM 2U 120V- LINE-INTERACTIVE - 1000WATT - 1500VA - NEMA | SMT1500RM2UC | 1505
APC BY SCHNEIDER ELECTRIC | DATA CENTER EXPERT: 1 YEAR 25 NODE SUPPORT | WDCE1YR25N-DIGI | 486
APC BY SCHNEIDER ELECTRIC | MODULAR UPS REVITALIZATION SERVICE FOR (1) SYMMETRA LX WITH 2 X SYPM4KP, 2 X SYB | WMPRS2B-LX-02 | 12360
APC BY SCHNEIDER ELECTRIC | SCHNEIDER ELECTRIC AP7821B - POWER DISTRIBUTION UNIT - RACK-MOUNTABLE - INPUT VO | AP7821B | 1120
APC BY SCHNEIDER ELECTRIC | RACK PDU, BASIC, 0U/1U, 120-240V/15A, 220-240V/10A, IEC-320 C14 INLET, IEC 60320 | AP6015A | 140
APC BY SCHNEIDER ELECTRIC | NETSHELTER SX 45U 750MM WIDE PERFORATED SPLIT DOORS BLACK | AR7155 | 1145
APC BY SCHNEIDER ELECTRIC | MODULAR BATTERY REPLACEMENT SERVICE 1 X SYBT9-B6 | WMBRS1-MB-T9B6 | 7590
APC BY SCHNEIDER ELECTRIC | SMC1000-2UC - APC SMART-UPS C, LINE INTERACTIVE, 1000VA, RACKMOUNT 2U, 120V, 6X | SMC1000-2UC | 1075
APC BY SCHNEIDER ELECTRIC | SMC1000C - APC SMART-UPS C, LINE INTERACTIVE, 1000VA, TOWER, 120V, 8X NEMA 5-15R | SMC1000C | 729
APC BY SCHNEIDER ELECTRIC | SMC1500-2UC - APC SMART-UPS C, LINE INTERACTIVE, 1440VA, RACKMOUNT 2U, 120V, 6X | SMC1500-2UC | 1355
APC BY SCHNEIDER ELECTRIC | SMC1500C - APC SMART-UPS C, LINE INTERACTIVE, 1440VA, TOWER, 120V, 8X NEMA 5-15R | SMC1500C | 953
APC BY SCHNEIDER ELECTRIC | APC SMART-UPS, LINE INTERACTIVE, 2200VA, TOWER, 120V, 8X NEMA 5-15R+2X NEMA 5-20 | SMT2200C | 2185
APC BY SCHNEIDER ELECTRIC | SMT2200RM2UC - UPS - 2U - LINE-INTERACTIVE - 120 V - 1920WATT - 2200VA - NEMA 5- | SMT2200RM2UC | 2870
APC BY SCHNEIDER ELECTRIC | 3000VA LCD 120V WITH SMARTCONNECT- LINE-INTERACTIVE - 2700WATT - 3000VA - SERIAL | SMT3000C | 3110
APC BY SCHNEIDER ELECTRIC | APC SMART-UPS, LINE INTERACTIVE, 3KVA, RACKMOUNT 2U, 120V, 6X NEMA 5-15R+2X NEMA | SMT3000RM2UC | 3345
APC BY SCHNEIDER ELECTRIC | SCHNEIDER ELECTRIC AP7850B - POWER DISTRIBUTION UNIT - RACK-MOUNTABLE - INPUT V | AP7850B | 1270
APC BY SCHNEIDER ELECTRIC | BX1350M - APC BACK-UPS 1350, COMPACT TOWER, 1350VA, 120V, AVR, LCD, 5 NEMA 5-15R | BX1350M | 369
APC BY SCHNEIDER ELECTRIC | BX850M - APC BACK-UPS 850, COMPACT TOWER, 850VA, 120V, AVR, LCD, 4 NEMA 5-15R,4 | BX850M | 289
APC BY SCHNEIDER ELECTRIC | APC BACK-UPS PRO, 1000VA/600W, TOWER, 120V, 10X NEMA 5-15R OUTLETS, SINE WAVE, A | BR1000MS | 302
APC BY SCHNEIDER ELECTRIC | BR1350MS - UPS - TOWER - LINE-INTERACTIVE - 120 V - 810WATT - 1350VA - 12A - USB | BR1350MS | 400
APC BY SCHNEIDER ELECTRIC | 1-PRE-CONTRACT AUDIT FOR 1-UPS UP TO 40 KVA | WPCAVUPS-UG-01 | 1730
APC BY SCHNEIDER ELECTRIC | NETSHELTER SX HIGH SEISMIC REGION & OSHPD BOLT-DOWN KIT | AR7701A-S | 170
APC BY SCHNEIDER ELECTRIC | MODULAR BATTERY REPLACEMENT SERVICE 10 X SYBT9-B6 | WMBRS10-MB-T9B6 | 60380
APC BY SCHNEIDER ELECTRIC | MODULAR UPS REVITALIZATION SERVICE FOR (1) SYMMETRA LX WITH 3 X SYPM4KP | WMPRS3-LX-03 | 12725
APC BY SCHNEIDER ELECTRIC | SCHEDULING UPGRADE TO 7X24 FOR EXISTING PCAV FOR UP TO 40 KVA UPS | WUPGPCAVUPS7-UG-01 | 879
APC BY SCHNEIDER ELECTRIC | (1) YEAR ADVANTAGE PLUS SERVICE PLAN FOR (1) INFRASTRUXURE INROW 600MM DX AIR CO | WADVPLUS-AX-41 | 6105
APC BY SCHNEIDER ELECTRIC | BATTERY CARTRIDGE - LEAD-ACID - BLACK - 2 YEARS REPAIR OR REPLACE WARRANTY | APCRBC155 | 704
APC BY SCHNEIDER ELECTRIC | (1) YEAR ADVANTAGE ULTRA SERVICE PLAN FOR (1) SYMMETRA PX UPS 30KVA 40 AND/OR PD | WADVULTRAM-PX-23 | 11105
APC BY SCHNEIDER ELECTRIC | MODULAR BATTERY REPLACEMENT SERVICE 7 X SYBT9-B6 | WMBRS7-MB-T9B6 | 43725
APC BY SCHNEIDER ELECTRIC | MODULARBATTERY REPLMT SRVC6 X SYBT9-B4 | WMBRS6-MB-T9B4 | 25805
APC BY SCHNEIDER ELECTRIC | SCHNEIDER DATA CENTER EXPERT PERPETUAL LICENSE FOR 100 NODES | SWDCE100NIF-DIGI | 7635
APC BY SCHNEIDER ELECTRIC | DATA CENTER EXPERT: 1 YEAR 100 NODE SUPPORT | WDCE1YR100N-DIGI | 1480
APC BY SCHNEIDER ELECTRIC | DATA CENTER EXPERT PERPETUAL LICENSE FOR 25 NODES | SWDCE25NIF-DIGI | 2290
APC BY SCHNEIDER ELECTRIC | SEISMIC KIT FOR SYMMETRA PX 20 AND 40/60KVA INFRASTRUXURE PDUS | SYOPT015 | 69
APC BY SCHNEIDER ELECTRIC | AP6003A - POWER DISTRIBUTION UNIT - VERTICAL (0U) - 230 V - (14) IEC 320 C13 (BA | AP6003A | 392
APC BY SCHNEIDER ELECTRIC | DATA CENTER EXPERT: 1 YEAR VIRTUAL SOFTWARE SUPPORT | WMS1YROVM-DIGI | 385
APC BY SCHNEIDER ELECTRIC | 1 PRE-CONTRACT AUDIT FOR 1 UPS 41 TO 150 KVA | WPCAVUPS-UG-02 | 1730
APC BY SCHNEIDER ELECTRIC | (1) YEAR ADVANTAGE ULTRA SERVICE PLAN FOR (1) SYMMETRA PX UPS 20KVA 40 AND/OR PD | WADVULTRAM-PX-22 | 10530
APC BY SCHNEIDER ELECTRIC | APC 5KVA AND 6KVA MARINE FILTER RACK-MOUNT | SRT6RMM | 1970
APC BY SCHNEIDER ELECTRIC | LINK150 ETHERNET GATEWAY | EGX150 | 1050
APC BY SCHNEIDER ELECTRIC | RACK PDU, BASIC, ZERO U, 11 KW, 230V, (36) C13 & (6) C19 | AP7557 | 1725
APC BY SCHNEIDER ELECTRIC | APC IT POWER DISTRIBUTION MODULE 3 POLE 5 WIRE 40A IEC 309 620CM | PDM3540IEC309-620 | 2825
APC BY SCHNEIDER ELECTRIC | APC SERVICE BYPASS PANEL- 230V; 100A; MBB; HARDWIRE INPUT; IEC-320 OUTPUT- (8) C | SBP10KRMI4U | 2375
APC BY SCHNEIDER ELECTRIC | 1-PRE-CONTRACT AUDIT FOR 1- 300-600MM ACRD OR ACRP DX OR AMICO DX OR CW OR LE CW | WPCAVCOOL-UG-02 | 1785
APC BY SCHNEIDER ELECTRIC | ISX0001522089-0001 ON 2018-355791 | ISX0001522089-0001 | 233280
APC BY SCHNEIDER ELECTRIC | MODULAR UPS REVITALIZATION SERVICE FOR (1) SYMMETRA LX WITH 2 X SYPM4KP | WMPRS2-LX-02 | 10790
APC BY SCHNEIDER ELECTRIC | PDM3460IEC309-260 - POWER DISTRIBUTION MODULE - 200-240 V - 1 IEC 309 60 A 3P + | PDM3460IEC309-260 | 2650
APC BY SCHNEIDER ELECTRIC | APC SMART-UPS, LINE INTERACTIVE, 1500VA, LITHIUM-ION, RACKMOUNT 3U, 120V, 6X NEM | SMTL1500RM3UC | 3505
APC BY SCHNEIDER ELECTRIC | APC BACK-UPS PRO BN 1100VA, 120V, AVR, LCD, 2 USB CHARGING PORTS, 10 NEMA OUTLET | BN1100M2-CA | 385
APC BY SCHNEIDER ELECTRIC | POWER CORD KIT (6 EA), LOCKING, C13 TO C14, 0.9M (3FT), NORTH AMERICA, RED | AP8703S-NAX340 | 127
APC BY SCHNEIDER ELECTRIC | POWER CORD KIT (6 EA), LOCKING, C19 TO C20, 0.9M (3FT), NORTH AMERICA, RED | AP8713SX340 | 228
APC BY SCHNEIDER ELECTRIC | TAA APC SMART-UPS X, LINE INTERACTIVE, 2000VA, RACK/TOWER CONVERTIBLE 4U, 100V | SMX2000LVNCUS | 4350
APC BY SCHNEIDER ELECTRIC | TAA APC SMART-UPS X, LINE INTERACTIVE, 2000VA, RACK/TOWER 4U, 100V-127V, 6X 5- | SMX2000LVUS | 3245
APC BY SCHNEIDER ELECTRIC | APC SMART-UPS X, LINE INTERACTIVE, 2200VA, RACK/TOWER CONVERTIBLE 2U, 100V-127V, | SMX2200RMLVUS | 3565
APC BY SCHNEIDER ELECTRIC | THIS APC SMART-UPS IS DESIGNED FOR IT MANAGERS OR NETWORK ADMINISTRATORS TO MAIN | SMX2KRMLVNCUS | 4665
APC BY SCHNEIDER ELECTRIC | SMX3000HVTUS - UPS - RACK-MOUNTABLE - LINE-INTERACTIVE - 208 V - 2700WATT - SMAR | SMX3000HVTUS | 4330
APC BY SCHNEIDER ELECTRIC | TAA APC SMART-UPS X, LINE INTERACTIVE, 3KVA, RACK/TOWER CONVERTIBLE 4U, 100V-1 | SMX3000LVNCUS | 4940
APC BY SCHNEIDER ELECTRIC | TAA APC SMART-UPS X, LINE INTERACTIVE, 3KVA, RACK/TOWER 4U, 100V-127V, 6X 5-15 | SMX3000LVUS | 3835
APC BY SCHNEIDER ELECTRIC | APC SMART-UPS X, LINE INTERACTIVE, 3KVA, RACK/TOWER CONVERTIBLE 2U, 100V-127V, 3 | SMX3000RMLVUS | 4335
APC BY SCHNEIDER ELECTRIC | THIS APC SMART-UPS IS DESIGNED FOR IT MANAGERS OR NETWORK ADMINISTRATORS TO MAIN | SMX3KRMLVNCUS | 5440
APC BY SCHNEIDER ELECTRIC | TAA APC SMART-UPS ON-LINE, 10KVA/10KW, RACK/TOWER, 208V, 4X L6-20R+2X L6-30R N | SRT10KXLTUS | 18435
APC BY SCHNEIDER ELECTRIC | SRT5KRMXLTUS - UPS - RACK-MOUNTABLE - DOUBLE CONVERSION - 208 V - 4.8KW - 5000VA | SRT5KRMXLTUS | 11795
APC BY SCHNEIDER ELECTRIC | TAA APC SMART-UPS ON-LINE, 5KVA, RACK/TOWER, 208V, 2X L6-20R+2X L6-30R NEMA OU | SRT5KXLTUS | 11250
APC BY SCHNEIDER ELECTRIC | SRT6KXLTUS - UPS - ONLINE - 208 V - 6KW - 6000VA - 2 NEMA L6-20R, 3 NEMA L6-30R | SRT6KXLTUS | 12800
APC BY SCHNEIDER ELECTRIC | APC SMART-UPS ON-LINE, 8KVA/8KW, RACK/TOWER, 208V, 4X L6-20R+2X L6-30R NEMA OUTL | SRT8KXLTUS | 15265
APC BY SCHNEIDER ELECTRIC | ISX0001523979-0007 ON 2018-420999 | ISX0001523979-0007 | 228155.98
APC BY SCHNEIDER ELECTRIC | ISX0001524999-0006 ON 2018-355884-1 | ISX0001524999-0006 | 80625.15
APC BY SCHNEIDER ELECTRIC | APC KVM 2G, DIGITAL/IP, 1 REMOTE/1 LOCAL USER, 16 PORTS WITH VIRTUAL MEDIA - FIP | KVM1116R | 1860
APC BY SCHNEIDER ELECTRIC | SRT2200RMXLAUS - UPS - RACK-MOUNTABLE - DOUBLE CONVERSION - 120 V - 1800WATT - 2 | SRT2200RMXLAUS | 4215
APC BY SCHNEIDER ELECTRIC | SCHEDULING UPGRADE TO 7X24 FOR MPRS | WUPGMPRS7X24-MP-00 | 832
APC BY SCHNEIDER ELECTRIC | THIS APC REPLACEMENT BATTERY CARTRIDGE IS SPECIFICALLY DESIGNED TO BE FULLY COMP | APCRBC160 | 156
APC BY SCHNEIDER ELECTRIC | ECOSTRUXURE IT EXPERT 1 YEAR DIGITAL 150 NODE SUBSCRIPTION | SFTWES150-DIGI | 9925
APC BY SCHNEIDER ELECTRIC | SCHNEIDER ECOSTRUXURE IT ON BOARDING | WNSCESSUCORE | 3370
APC BY SCHNEIDER ELECTRIC | TAA APC SMART-UPS ON-LINE, 3KVA, RACK/TOWER, 120V, 8X 5-20R+1X L5-30R NEMA OUT | SRT3000XLAUS | 6970
APC BY SCHNEIDER ELECTRIC | APC REPLACEMENT BATTERY CARTRIDGE FOR BACK-UPS, 12V 9.4AH LEAD-ACID BATTERY, 2-Y | APCRBC163 | 180
APC BY SCHNEIDER ELECTRIC | APC SMART-UPS, LINE INTERACTIVE, 750VA, LITHIUM-ION, RACK/TOWER, 2U, 120V, 6X NE | SMTL750RM2UC | 1920
APC BY SCHNEIDER ELECTRIC | NBRK0750 - RACK MOUNT, SECURITY AND ENVIRONMENTAL APPLIANCE, NETBOTZ, 750 - WIRE | NBRK0750 | 3710
APC BY SCHNEIDER ELECTRIC | APC SMART-UPS SRT 2200VA 120V TAA | GVSOPT004 | 4865
APC BY SCHNEIDER ELECTRIC | THIS APC REPLACEMENT BATTERY CARTRIDGE IS SPECIFICALLY DESIGNED TO BE FULLY COMP | APCRBC161 | 164
APC BY SCHNEIDER ELECTRIC | ECOSTRUXURE IT EXPERT ACCESS FOR 10 NODES | SFTWES10-DIGI | 852
APC BY SCHNEIDER ELECTRIC | NETBOTZ CAMERA POD 165 | NBPD0165 | 621
APC BY SCHNEIDER ELECTRIC | SUBSCRIPTION, ECOSTRUXURE IT EXPERT, 1 YEAR, 50 NODES, REMOTE MONITORING AND MAN | SFTWES50-DIGI | 4255
APC BY SCHNEIDER ELECTRIC | GALAXY VS MAINTENANCE BYPASS CABINET, UL, SINGLE-UNIT 10-40KW 208V, 20-80KW 480V | GVSBPSU80G | 8415
APC BY SCHNEIDER ELECTRIC | APC SMART-UPS CHARGE MOBILE BATTERY IS A LITHIUM-ION BATTERY SYSTEM DESIGNED TO | CSH2 | 3890
APC BY SCHNEIDER ELECTRIC | ECOSTRUXURE IT EXPERT 5 EXTRA CSM HOURS FOR 90 DAYS | WNSCESSUE5 | 1685
APC BY SCHNEIDER ELECTRIC | NETSHELTER SX 52U 600MM WIDE X 1200MM DEEP ENCLOSURE WITH SIDES BLACK | AR3307X674 | 6830
APC BY SCHNEIDER ELECTRIC | ISX0001655662-0005/ 2019-658349 | ISX0001655662-0005 | 31582.66
APC BY SCHNEIDER ELECTRIC | APC SMARTUPS INDUSTRIAL 1300VA / 1300W, 120VAC IN/OUT RM CONFORMAL COATED | XU1K3LLXXRCC | 2413.07
APC BY SCHNEIDER ELECTRIC | SECUREUPS BATTERY HARNESS SBS75 CABINET ACCESSORY 4 FT | XHXXS7A4F | 524
APC BY SCHNEIDER ELECTRIC | SECURE UPS SERVICE BYPASS UNIT 30A 120V RACK MOUNT 2U | XS30ALLXXR2 | 570
APC BY SCHNEIDER ELECTRIC | ECOSTRUXURE IT EXPERT 1250 NODES 3 YEARS | SFTWES12503Y-DIGI | 161595
APC BY SCHNEIDER ELECTRIC | ECOSTRUXURE IT EXPERT 200 NODES 3 YEARS | SFTWES2003Y-DIGI | 37710
APC BY SCHNEIDER ELECTRIC | ECOSTRUXURE IT EXPERT 200 NODES 5 YEARS | SFTWES2005Y-DIGI | 59705
APC BY SCHNEIDER ELECTRIC | ECOSTRUXURE IT EXPERT 250 NODES 3 YEARS | SFTWES2503Y-DIGI | 47135
APC BY SCHNEIDER ELECTRIC | ECOSTRUXURE IT EXPERT 25 NODES 5 YEARS | SFTWES255Y-DIGI | 9595
APC BY SCHNEIDER ELECTRIC | ECOSTRUXURE IT EXPERT 350 NODES 3 YEARS | SFTWES3503Y-DIGI | 65985
APC BY SCHNEIDER ELECTRIC | ECOSTRUXURE IT EXPERT 50 NODES 3 YEARS | SFTWES503Y-DIGI | 12120
APC BY SCHNEIDER ELECTRIC | ECOSTRUXURE IT EXPERT 50 NODES 5 YEARS | SFTWES505Y-DIGI | 19190
APC BY SCHNEIDER ELECTRIC | ECOSTRUXURE IT EXPERT 75 NODES 3 YEARS | SFTWES753Y-DIGI | 18180
APC BY SCHNEIDER ELECTRIC | GALAXY VS SEISMIC KIT FOR NARROW BYPASS FLOORMOUNT | GVSOPT003 | 326
APC BY SCHNEIDER ELECTRIC | GALAXY VS SEISMIC KIT FOR WIDE UPS OR MODULAR BATTERY CABINET | GVSOPT002 | 434
APC BY SCHNEIDER ELECTRIC | MODULAR POWER REVITALIZATION SRVC FOR (1) PX40-80/SYCFXR8 | WMPRSXR8-MP-01C | 4750
APC BY SCHNEIDER ELECTRIC | APC SMART-UPS, LINE INTERACTIVE, 500VA, LITHIUM-ION, RACKMOUNT 1U, 120V, 4X NEMA | SCL500RM1UNC | 1680
APC BY SCHNEIDER ELECTRIC | APC SMART-UPS, LINE INTERACTIVE, 1000VA, LITHIUM-ION, RACKMOUNT 2U, 120V, 6X NEM | SMTL1000RM2UC | 2885
APC BY SCHNEIDER ELECTRIC | RACK PDU 2G, METERED, ZEROU, 14.4KW, 208V, (36) C13 & (12) C19 | AP8869HDX737 | 2975
APC BY SCHNEIDER ELECTRIC | SCL500RM1UC - UPS - 1U - LINE-INTERACTIVE - 120V - 400WATT - 500VA - NEMA 5-15P, | SCL500RM1UC | 764
APC BY SCHNEIDER ELECTRIC | NETBOTZ ASSEMBLY SERVICE FOR UP TO 3 APPLIANCES AND ASSOCIATED ACCESSORIES FOR 7 | WASSEMNBA-NB-20 | 10205
APC BY SCHNEIDER ELECTRIC | RACK PDU 2G, METERED, ZEROU, 17.2KW, 208V, (24) C13 & (24) C19 | AP8866X837 | 5295
APC BY SCHNEIDER ELECTRIC | AIR REMOVAL UNIT G2 REPLACEMENT FAN MODULE | W0M-7054 | 772.2
APC BY SCHNEIDER ELECTRIC | 1YR ECOSTRUXURE IT EXPERT 75NODES | SFTWES75-DIGI | 6380
APC BY SCHNEIDER ELECTRIC | 1YR NBD ON-SITE UPG TO FACTORY WARR WITH | W1YONSITENBD-SP-04 | 317
APC BY SCHNEIDER ELECTRIC | 1YR SVC PK PARTS & SW SUP EXT WARRANTY F | WBEXTWAR1YR-NB-02 | 515
APC BY SCHNEIDER ELECTRIC | 3YR NBD ON-SITE UPG TO FACTORY WARRANTY | W3YONSITENBD-SP-04 | 931
APC BY SCHNEIDER ELECTRIC | 3YR SVC PK PARTS & SW SUP EXT WARRANTY F | WBEXTWAR3YR-NB-02 | 1255
APC BY SCHNEIDER ELECTRIC | ECOSTRUXURE IT EXPERT ACCESS FOR 100 NOD | SFTWES100-DIGI | 8505
APC BY SCHNEIDER ELECTRIC | ECOSTRUXURE IT EXPERT ACCESS FOR 25 NODE | SFTWES25-DIGI | 2130
APC BY SCHNEIDER ELECTRIC | IT PDM 2 POLE 3 CBL 30A L2-L3 L6-30 1680 | PDM2330L6-23-1680 | 1745
APC BY SCHNEIDER ELECTRIC | APC IT POWER DISTRIBUTION MODULE 2 POLE 3 WIRE 30A L3-L1 L6-30 1680CM | PDM2330L6-31-1680 | 1755
APC BY SCHNEIDER ELECTRIC | NETSHELTER SX3K 42U 600MM WIDE PERFORATED SPLIT DOORS BLACK | AR719300 | 450
APC BY SCHNEIDER ELECTRIC | NETSHELTER SX3K 48U 600MM W X 1200MM D ENCLOSURE WITH SIDES BLACK, 3500LB SHOCK | AR9307SP | 6345
APC BY SCHNEIDER ELECTRIC | UPG 1YR 24X7 8HR TO FACTORY WARR SVC CON | WUPG8HR7X24-UG-04 | 3465
APC BY SCHNEIDER ELECTRIC | VL ECOSTRUXURE IT EXPERT ACCESS FOR 200 | SFTWES200-DIGI | 13230
APC BY SCHNEIDER ELECTRIC | NETSHELTER SX 24U 600MM X 1070MM DEEP ENCLOSURE WITH SIDES BLACK, DELL BRANDED | AR3104X717
APC BY SCHNEIDER ELECTRIC | DELL SMART-UPS SRT 5000VA TOWER/RM 208V | DLRT5KRMXLT
APC BY SCHNEIDER ELECTRIC | DELL SMART-UPS SRT 8000VA TOWER/RM 208V | DLRT8KRMXLT
APC BY SCHNEIDER ELECTRIC | SERVICE PACK 3 YEARS PARTS AND SOFTWARE SUPPORT EXTENDED WARRANTY FOR 1 NETBOTZ | WBEXTWAR3YR-NB-07 | 2965
APC BY SCHNEIDER ELECTRIC | NETSHELTER SX 12U 600MM X 900MM | AR3003 | 1820
APC BY SCHNEIDER ELECTRIC | NETSHELTER SX 12U 600MM X 900MM | AR3003SP | 2655
APC BY SCHNEIDER ELECTRIC | NETSHELTER SX 18U 600MM X 900MM | AR3006 | 2255
APC BY SCHNEIDER ELECTRIC | NETSHELTER SX 18U 600MM X 900MM | AR3006SP | 3085
APC BY SCHNEIDER ELECTRIC | NETSHELTER SX 12U 600MM X 1070MM | AR3103 | 2085
APC BY SCHNEIDER ELECTRIC | NETSHELTER SX 12U 600MM X 1070MM | AR3103SP | 2920
APC BY SCHNEIDER ELECTRIC | NETSHELTER SX 18U 600MM X 1070MM | AR3106 | 2505
APC BY SCHNEIDER ELECTRIC | NETSHELTER SX 18U 600MM X 1070MM | AR3106SP | 3155
APC BY SCHNEIDER ELECTRIC | SCHNEIDER ECOSTRUXURE IT EXPERT 500 NODES 1Y | SFTWES500-DIGI | 22680
APC BY SCHNEIDER ELECTRIC | ECOSTRUXURE IT ADVISOR 10 RACKS FOR 1 YEAR | SFTWAS10-DIGI | 1440
APC BY SCHNEIDER ELECTRIC | APC SMART-UPS X, LINE INTERACTIVE, 2000VA,RACK/TOWER CONVERTIBLE 2U, 100V-127V, | SMX2KR2UNCX145 | 3460
APC BY SCHNEIDER ELECTRIC | 1YR EAA PREV SRVC UPGRD TO FW OR EXSTNG SRVC PLAN - (1) 1OR3P UPS 10 - 40KVA, BA | WUPGEAA-UG-01 | 257
APC BY SCHNEIDER ELECTRIC | SCHNEIDER ECOSTRUXURE IT EXPERT 10 NODES 5Y | SFTWES105Y-DIGI | 3840
APC BY SCHNEIDER ELECTRIC | SEISMIC KIT FOR 600MM SYMMETRA PX BATTERY CABINETS - 1 YEAR WARRANTY | SYOPT009 | 297
APC BY SCHNEIDER ELECTRIC | 1 YR EAA UPGRADE TO FW OR EXISTING SRVC PLAN FOR (1) 3P UPS 41 TO 150KVA | WUPGEAA-UG-02 | 291
APC BY SCHNEIDER ELECTRIC | DELL SMART-UPS 1500VA LCD 120V WITH SMARTCONNECT | DLT1500C
APC BY SCHNEIDER ELECTRIC | RACK PDU 2G, METERED, ZEROU, 14.4KW, 208V, (36) C13 & (12) C19, 6FT CORD. | AP8869HDX632 | 3690
APC BY SCHNEIDER ELECTRIC | (3) YRS. ADVANTAGE EAA PREVENT SERVICE PLAN FOR (1) 1 OR 3P UPS 10 - 40KVA, BATT | WADVEAA-AA-01 | 317
APC BY SCHNEIDER ELECTRIC | 1 YR EAA UPGRADE TO FW OR EXISTING SRVC PLAN FOR (1) 3P UPS 151 TO 500KVA | WUPGEAA-UG-03 | 317
APC BY SCHNEIDER ELECTRIC | 1 YR EAA UPGRADE TO FW OR EXISTING SRVC PLAN FOR (1) 3P UPS 501KVA OR GREATER | WUPGEAA-UG-04 | 317
APC BY SCHNEIDER ELECTRIC | 1 YR EAA UPGRADE TO FW OR EXISTING SRVC PLAN FOR (1) 1P UPS UP TO 10KVA | WUPG1PEAA-UG-01 | 227
APC BY SCHNEIDER ELECTRIC | (3) YR NBD ON-SITE UPGRADE TO FACTORY WARRANTY WITH MONITORING - NMC REQUIRED | W3YONSITENBD-SP-05 | 2100
APC BY SCHNEIDER ELECTRIC | 1 YEAR PARTS ONLY EXTENDED WARRANTY FOR 1 NETBOTZ MODEL 250 | WEXTWAR1YR-NB-02 | 724
APC BY SCHNEIDER ELECTRIC | ISX0001708176-0005 ON 2019-777291-2 | ISX0001708176-0005 | 52435.71
APC BY SCHNEIDER ELECTRIC | 2019-780055 SCHRIEVER AFB | 2019-780055 | 3995.78
APC BY SCHNEIDER ELECTRIC | (1) YR NBD ON-SITE UPGRADE TO FACTORY WARRANTY WITH MONITORING DISPATCH NMC RE | W1YONSITENBD-SP-03 | 179
APC BY SCHNEIDER ELECTRIC | (3) YR NBD ON-SITE UPGRADE TO FACTORY WARRANTY WITH MONITORING DISPATCH NMC RE | W3YONSITENBD-SP-03 | 522
APC BY SCHNEIDER ELECTRIC | 1 YR ADVANTAGE ECOSTRUXURE ASSET ADVISOR SRVC FOR (1) 1P UPS UP TO 10KVA | WADV1PEAA | 276
APC BY SCHNEIDER ELECTRIC | AR106V - APC NETSHELTER 6U LOW-PROFILE WALLMOUNT RACK ENCLOSURE CABINET 120V SER | AR106V | 1875
APC BY SCHNEIDER ELECTRIC | AR106SH4 - APC NETSHELTER 6U WALLMOUNT RACK ENCLOSURE CABINET SINGLE HINGED SWIT | AR106SH4 | 552
APC BY SCHNEIDER ELECTRIC | AR106SH6 - BLACK - APC NETSHELTER 6U WALLMOUNT RACK ENCLOSURE CABINET SINGLE HIN | AR106SH6 | 782
APC BY SCHNEIDER ELECTRIC | APC NETSHELTER WX 9U SINGLE HINGED WALL-MOUNT ENCLOSURE 400MM DEEP, THIS RACK EN | AR109SH4 | 712
APC BY SCHNEIDER ELECTRIC | AR109SH6 - APC NETSHELTER 9U WALLMOUNT RACK ENCLOSURE CABINET SINGLE HINGED SERV | AR109SH6 | 891
APC BY SCHNEIDER ELECTRIC | APC NETSHELTER WX 12U SINGLE HINGED WALL-MOUNT ENCLOSURE 400MM DEEP, THIS WALL M | AR112SH4 | 914
APC BY SCHNEIDER ELECTRIC | AR112SH6 - APC NETSHELTER 12U WALLMOUNT RACK ENCLOSURE CABINET SINGLE HINGED SER | AR112SH6 | 971
APC BY SCHNEIDER ELECTRIC | NETSHELTER SX 42U 600MM WIDE X 1200MM DEEP ENCLOSURE WITH SIDES BLACK, DELL BRAN | AR3300X717
APC BY SCHNEIDER ELECTRIC | SCHNEIDER ELECTRIC SRT72RMBPUS - APC SMART-UPS SRT 72V 2.2KVA RM BATTERY PACK | SRT72RMBPUS | 1915
APC BY SCHNEIDER ELECTRIC | SCHNEIDER ELECTRIC SSRT96RMBPUS - APC SMART-UPS SRT 96V 3KVA RM BATTERY PACK - 2 | SRT96RMBPUS | 2815
APC BY SCHNEIDER ELECTRIC | APC SMART-UPS SRT 192V 5KVA AND 6KVA RM BATTERY PACK TAA | SRT192RMBPUS | 3000
APC BY SCHNEIDER ELECTRIC | SCHNEIDER ELECTRIC SRT192RMBP2US - APC SMART-UPS SRT 192V 8KVA AND 10KVA RM BATT | SRT192RMBP2US | 3200
APC BY SCHNEIDER ELECTRIC | MODULAR POWER REVITALIZATION SERVICE 6 X SYPM10KF2, FOR SYMMETRA PX2 100KVA FRAM | WMPRS6-MP2-106 | 55000
APC BY SCHNEIDER ELECTRIC | SMX3KR2UNCX145 - UPS - RACK-MOUNTABLE - LINE-INTERACTIVE - 120 V - 2700WATT - NE | SMX3KR2UNCX145 | 4380
APC BY SCHNEIDER ELECTRIC | NETSHELTER WX 6U LOW-PROFILE WALLMOUNT ENCLOSURE 230V FANS | AR106VI | 1875
APC BY SCHNEIDER ELECTRIC | (1) YR ADVANTAGE ULTRA SERVICE PLAN FOR (1) GALAXY VS 10 TO 15KVA 208V UPS | WADVULTRA-VS1-A15 | 8155
APC BY SCHNEIDER ELECTRIC | 1 YR EAA UPGRADE TO FW OR EXISTING SRVC PLAN FOR (1) IN ROW COOLING UNIT | WUPGEAA-AX-00 | 291
APC BY SCHNEIDER ELECTRIC | EXPANDABLE VERTICAL RACK PDU MOUNTING BRACKET KIT FOR 2-POST RACKS | AR8652X859 | 200
APC BY SCHNEIDER ELECTRIC | DEVICE MONITORING AND MANAGEMENT, NETWORK MANAGEMENT CARDS, NMC3 WITH ENVIRONMEN | AP9641 | 931
APC BY SCHNEIDER ELECTRIC | GALAXY VS UPS 40KW 208V FOR EXTERNAL BATTERIES, START-UP 5X8 | GVSUPS40KFS | 41725
APC BY SCHNEIDER ELECTRIC | BATTERY CARTRIDGE - LEAD-ACID - 120 V - 2 YEAR WARRANTY | APCRBC117US | 963
APC BY SCHNEIDER ELECTRIC | ISX0001634908-0014 - 2020-837114 | ISX0001634908-0014 | 205702.36
APC BY SCHNEIDER ELECTRIC | ISX0001630652-0005 2020-837109 | ISX0001630652-0005 | 98685.81
APC BY SCHNEIDER ELECTRIC | DEVICE MONITORING AND MANAGEMENT, NETWORK MANAGEMENT CARDS, NMC3, SECURE REMOTE | AP9640 | 592
APC BY SCHNEIDER ELECTRIC | GALAXY VS UPS 10KW 208V, 1 INTERNAL 9AH SMART MODULAR BATTERY STRING, EXPANDABLE | GVSUPS10KB4FS | 27805
APC BY SCHNEIDER ELECTRIC | ISX0001646397-0015 ON 2020-845455/STERLING,VA-US DEPT. OF INTERIOR | ISX0001646397-0015 | 91959.77
APC BY SCHNEIDER ELECTRIC | APC REPLACEMENT BATTERY CARTRIDGE #158 WITH 2 YEAR WARRANTY - 12V 10.5AH REPLACE | APCRBC158 | 145
APC BY SCHNEIDER ELECTRIC | SUBSCRIPTION, ECOSTRUXURE IT EXPERT, I YEAR, 250 NODES, REMOTE MONITORING AND MA | SFTWES250-DIGI | 16540
APC BY SCHNEIDER ELECTRIC | MODULAR POWER REVITALIZATION SRVC FOR (1) PX100-160/SYCFXR9 | WMPRSXR9-MP2-02 | 3345
APC BY SCHNEIDER ELECTRIC | (1) YR NBD ON-SITE UPGRADE TO FACTORY WARRANTY WITH MONITORING DISPATCH NMC RE | W1YONSITENBD-SP-05 | 713
APC BY SCHNEIDER ELECTRIC | (1) YR NBD ON-SITE UPGRADE | W1YONSITENBD-SP-02 | 137
APC BY SCHNEIDER ELECTRIC | (1) YR NBD ON-SITE UPGRADE | W1YONSITENBD-SP-06 | 823
APC BY SCHNEIDER ELECTRIC | (1) YR NBD ON-SITE UPGRADE | W1YONSITENBD-SP-07 | 945
APC BY SCHNEIDER ELECTRIC | (1) YR NBD ON-SITE UPGRADE | W1YONSITENBD-SP-08 | 996
APC BY SCHNEIDER ELECTRIC | (3) YR NBD ON-SITE UPGRADE | W3YONSITENBD-SP-07 | 2780
APC BY SCHNEIDER ELECTRIC | (3) YR NBD ON-SITE UPGRADE | W3YONSITENBD-SP-08 | 2930
APC BY SCHNEIDER ELECTRIC | ECOSTRUXURE IT EXPERT 350 NODES 1 YEAR | SFTWES350-DIGI | 23155
APC BY SCHNEIDER ELECTRIC | GALAXY VS 9AH SMART MODULAR HIGH CAPACITY BATTERY STRING | GVSBTH4 | 5865
APC BY SCHNEIDER ELECTRIC | GALAXY VS UPS 25KW 208V, 2 INTERNAL 9AH SMART MODULAR BATTERY STRINGS, EXPANDABL | GVSUPS25KB4FS | 37840
APC BY SCHNEIDER ELECTRIC | GALAXY VS 9AH SMART HIGH CAPACITY BATTERY MODULE | GVSBTHU | 2850
APC BY SCHNEIDER ELECTRIC | 5 YR SERVICE COVERAGE WITH MONITORING & DISPATCH - NMC REQUIRED | WMD5YOSNBD-SP-03 | 1130
APC BY SCHNEIDER ELECTRIC | 5 YR SERVICE COVERAGE | WMD5YOSNBD-SP-02 | 800
APC BY SCHNEIDER ELECTRIC | GALAXY VS UPS 15KW 208V, 2 INTERNAL 9AH SMART MODULAR BATTERY STRINGS, EXPANDABL | GVSUPS15KB4FS | 34210
APC BY SCHNEIDER ELECTRIC | ISX0001751662-0002 ON 2020-880101 | ISX0001751662-0002 | 13132.83
APC BY SCHNEIDER ELECTRIC | SCHNEIDER ELECTRIC SMX48RMBP2US - APC SMART-UPS X-SERIES EXTERNAL BATTERY PACK R | SMX48RMBP2US | 1290
APC BY SCHNEIDER ELECTRIC | ISX0001739341-0014 ON 2020-882168 | ISX0001739341-0014 | 223497.64
APC BY SCHNEIDER ELECTRIC | ISX0001733788-0006 ON 2020-884087 | ISX0001733788-0006 | 168908.27
APC BY SCHNEIDER ELECTRIC | GALAXY VS UPS 20KW 208V, 2 INTERNAL 9AH SMART MODULAR BATTERY STRINGS, EXPANDABL | GVSUPS20KB4FS | 36305
APC BY SCHNEIDER ELECTRIC | MODULAR POWER REVITALIZATION SERVICE 10 X SYPM10KF2, FOR SYMMETRA PX2 100KVA FRA | WMPRS10-MP2-110 | 75390
APC BY SCHNEIDER ELECTRIC | APC NETSHELTER SX 42U SERVER RACK ENCLOSURE 600MM X 1070MM W/ SIDES BLACK, SOLID | AR3100X877 | 2725
APC BY SCHNEIDER ELECTRIC | ECOSTRUXURE IT EXPERT 5 NODE | SFTWES5-DIGI | 425
APC BY SCHNEIDER ELECTRIC | BE850G2 - UPS - EXTERNAL - STANDBY - 120 V - 450WATT - 850VA - USB - 6 NEMA 5-15 | BE850G2 | 228
APC BY SCHNEIDER ELECTRIC | ISX0001755086-0004 ON 2020-918907 | ISX0001755086-0004-0016 | 41916.02
APC BY SCHNEIDER ELECTRIC | SCHEDULING UPGRADE TO 7X24 FOR MBRS/ PD1234150008 | WUPGMBRS7X24-MB-00 | 621
APC BY SCHNEIDER ELECTRIC | SUBSCRIPTION, ECOSTRUXURE IT EXPERT, 3 YEARS, 5 NODES, REMOTE MONITORING AND MAN | SFTWES53Y-DIGI | 1215
APC BY SCHNEIDER ELECTRIC | SCHNEIDER ECOSTRUXURE IT EXPERT 5 NODES 5Y | SFTWES55Y-DIGI | 1920
APC BY SCHNEIDER ELECTRIC | APC REPLACEMENT BATTERY CARTRIDGE 159 WITH 2 YEAR WARRANTY - 12V 9AH REPLACEABLE | APCRBC159 | 524
APC BY SCHNEIDER ELECTRIC | ISX0001769026-0003 ON 2020-921700 | ISX0001769026-0003 | 59940
APC BY SCHNEIDER ELECTRIC | 1 YR ADVANTAGE ECOSTRUXURE ASSET ADVISOR SERVICE FOR (1) IN ROW COOLING UNIT | WADVEAA-AX-00 | 360
APC BY SCHNEIDER ELECTRIC | GALAXY VS UPS 20KW 208V WITH N+1 POWER MODULE, FOR 5 SMART MODULAR 9AH BATTERY S | GVSUPS20KR0B5FS | 40565
APC BY SCHNEIDER ELECTRIC | GALAXY VS MAINTENANCE BYPASS PANEL, SINGLE UNIT, 10-30KW 208V, 20-60KW 480V WALL | GVSBPSU60G-WP | 3295
APC BY SCHNEIDER ELECTRIC | GALAXY VS SEISMIC KIT FOR 1970MM (77.6IN) TALL UPS OR MODULAR BATTERY CABINET | GVSOPT016 | 1450
APC BY SCHNEIDER ELECTRIC | ISX0001757714-0002 ON 2020-927266 | ISX0001757714-0002 | 66388.69
APC BY SCHNEIDER ELECTRIC | GALAXY VS UPS 50KW 208V FOR EXTERNAL BATTERIES, START-UP 5X8 | GVSUPS50KFS | 47425
APC BY SCHNEIDER ELECTRIC | GALAXY VS UPS 100KW 480V FOR EXTERNAL BATTERIES, START-UP 5X8 | GVSUPS100KGS | 58485
APC BY SCHNEIDER ELECTRIC | 2020-933058/ ARMY ALTESS - MBRS - QD1422120004 | WUPGMBRS7X24-MB-00 | 1721.25
APC BY SCHNEIDER ELECTRIC | SCHEDULING UPGRADE TO 7X24 FOR MPRS/DEPARTMENT OF THE INTERIOR-MINERALS MANAGEME | WUPGMPRS7X24-MP-00 | 623.7
APC BY SCHNEIDER ELECTRIC | 1 YR ADVANTAGE ECOSTRUXURE ASSET ADVISOR SERVICE FOR (1) UPS 501KVA OR GREATER, | WADVEAA-AA-04 | 380
APC BY SCHNEIDER ELECTRIC | ISX0001776988-0002 ON 2020-938143 | ISX0001776988-0002 | 21910.11
APC BY SCHNEIDER ELECTRIC | ISX0001776984-0004 ON 2020-938134 | ISX0001776984-0004 | 16380.86
APC BY SCHNEIDER ELECTRIC | ISX0001776956-0006 ON 2020-939326 | ISX0001776956-0006-0016 | 49489.05
APC BY SCHNEIDER ELECTRIC | GALAXY VS UPS 80KW 480V FOR EXTERNAL BATTERIES, START-UP 5X8 | GVSUPS80KGS | 53950
APC BY SCHNEIDER ELECTRIC | GALAXY VS MAINTENANCE BYPASS CABINET WITH OUTPUT TRANSFORMER 60-100KW 480V IN, 2 | GVSBPOT100 | 28950
APC BY SCHNEIDER ELECTRIC | GALAXY VS CLASSIC BATTERY CABINET, UL, TYPE 4 | GVSCBT4 | 47820
APC BY SCHNEIDER ELECTRIC | SCHEDULING UPGRADE TO 7X24 FOR MBRS/PD0609141578 | WUPGMBRS7X24-MB-00 | 648
APC BY SCHNEIDER ELECTRIC | 3.5KW SPLIT SYSTEM INDOOR UNIT, GRAVITY DRAIN | ACRMD4KT-1 | 3455
APC BY SCHNEIDER ELECTRIC | 3.5KW SPLIT SYSTEM OUTDOOR UNIT, PRE-CHARGED REFRIGERANT | ACRMD4KT-2 | 3185
APC BY SCHNEIDER ELECTRIC | TOP INSTALLATION PIPE KIT | ACAC10042 | 215
APC BY SCHNEIDER ELECTRIC | ISX0001772601-0005 ON 2020-947171 | ISX0001772601-0005-0016 | 92719.39
APC BY SCHNEIDER ELECTRIC | ISX0001692925-0009 ON 2020-947184 | ISX0001692925-0009 | 107185.11
APC BY SCHNEIDER ELECTRIC | START-UP SERVICE 5X8 FOR (1) 3.5KW SPLIT SYSTEM UNIT | WSTRTUP5X8-AX-07 | 4265
APC BY SCHNEIDER ELECTRIC | USER DISPLAY | ACAC10045 | 591
APC BY SCHNEIDER ELECTRIC | LOW TEMP KIT (-35C) | ACAC10047 | 1720
APC BY SCHNEIDER ELECTRIC | CONDENSATE PUMP | ACAC10046 | 815
APC BY SCHNEIDER ELECTRIC | ECOSTRUXURE IT EXPERT SUBSCRIPTION LICENSE FOR 25 NODES: 3 YEARS | SFTWES253Y-DIGI | 6065
APC BY SCHNEIDER ELECTRIC | ECOSTRUXURE IT EXPERT SUBSCRIPTION LICENSE FOR 100 NODES: 3 YEARS | SFTWES1003Y-DIGI | 24240
APC BY SCHNEIDER ELECTRIC | 1 YR SERVICE COVERAGE WITH MONITORING & DISPATCH FOR MDC LEVEL 1A - NMC REQUIRED | WMD1YOSNBD-MDC-01A | 522
APC BY SCHNEIDER ELECTRIC | 1 YR SERVICE COVERAGE WITH MONITORING & DISPATCH FOR MDC LEVEL 1B - NMC REQUIRED | WMD1YOSNBD-MDC-01B | 940
APC BY SCHNEIDER ELECTRIC | 1 YR SERVICE COVERAGE WITH MONITORING & DISPATCH FOR MDC LEVEL 1C - NMC REQUIRED | WMD1YOSNBD-MDC-01C | 1280
APC BY SCHNEIDER ELECTRIC | 1 YR SERVICE COVERAGE WITH MONITORING & DISPATCH FOR MDC LEVEL 2A - NMC REQUIRED | WMD1YOSNBD-MDC-02A | 706
APC BY SCHNEIDER ELECTRIC | 1 YR SERVICE COVERAGE WITH MONITORING & DISPATCH FOR MDC LEVEL 2B - NMC REQUIRED | WMD1YOSNBD-MDC-02B | 1125
APC BY SCHNEIDER ELECTRIC | ECOSTRUXURE IT EXPERT SUBSCRIPTION LICENSE FOR 150 NODES: 3 YEARS | SFTWES1503Y-DIGI | 28280
APC BY SCHNEIDER ELECTRIC | LEAD-ACID BATTERY - LEAD-ACID - 12V - 5 AH - 2 YEARS REPAIR OR REPLACE | APCRBC143US | 861
APC BY SCHNEIDER ELECTRIC | 5 YR SERVICE COVERAGE WITH MONITORING & DISPATCH (SMARTCONNECT OR NMC REQUIRED) | WMD5YOSNBD-SP-04 | 2285
APC BY SCHNEIDER ELECTRIC | (1) YR NBD ON-SITE UPGRADE TO FACTORY WARRANTY WITH MONITORING & DISPATCH WITH N | W1YONSITENBD-SP-01 | 137
APC BY SCHNEIDER ELECTRIC | 1 YR SERVICE COVERAGE WITH MONITORING & DISPATCH FOR MDC LEVEL 2C - NMC REQUIRED | WMD1YOSNBD-MDC-02C | 1465
APC BY SCHNEIDER ELECTRIC | (3) YR NBD ON-SITE UPGRADE TO FACTORY WARRANTY WITH MONITORING & DISPATCH WITH N | W3YONSITENBD-SP-01 | 404
APC BY SCHNEIDER ELECTRIC | 5 YR SERVICE COVERAGE WITH MONITORING & DISPATCH BATT - NMC REQUIRED | WMD5YOSNBD-SP-01 | 800
APC BY SCHNEIDER ELECTRIC | 5 YR SERVICE COVERAGE WITH MONITORING & DISPATCH - NMC REQUIRED | WMD5YOSNBD-SP-05 | 4165
APC BY SCHNEIDER ELECTRIC | 5 YR SERVICE COVERAGE WITH MONITORING & DISPATCH (SMARTCONNECT OR NMC REQUIRED) | WMD5YOSNBD-SP-06 | 7620
APC BY SCHNEIDER ELECTRIC | 5 YR SERVICE COVERAGE WITH MONITORING & DISPATCH - NMC REQUIRED | WMD5YOSNBD-SP-07 | 9530
APC BY SCHNEIDER ELECTRIC | 5 YR SERVICE COVERAGE WITH MONITORING & DISPATCH - NMC REQUIRED | WMD5YOSNBD-SP-08 | 10590
APC BY SCHNEIDER ELECTRIC | 5 YR SERVICE COVERAGE WITH MONITORING & DISPATCH BATT - NMC REQUIRED | WMD5YOSNBD-SPL-11 | 814
APC BY SCHNEIDER ELECTRIC | 5 YR SERVICE COVERAGE WITH MONITORING & DISPATCH BATT - NMC REQUIRED | WMD5YOSNBD-SPL-12 | 814
APC BY SCHNEIDER ELECTRIC | 5 YR SERVICE COVERAGE WITH MONITORING & DISPATCH BATT - NMC REQUIRED | WMD5YOSNBD-SPL-13-SP-07 | 882
APC BY SCHNEIDER ELECTRIC | 5 YR SERVICE COVERAGE WITH MONITORING & DISPATCH BATT - NMC REQUIRED | WMD5YOSNBD-SPL-14 | 1395
APC BY SCHNEIDER ELECTRIC | 5 YR SERVICE COVERAGE WITH MONITORING & DISPATCH BATT - NMC REQUIRED | WMD5YOSNBD-SPL-15 | 3200
APC BY SCHNEIDER ELECTRIC | 5 YR SERVICE COVERAGE WITH MONITORING & DISPATCH BATT - NMC REQUIRED | WMD5YOSNBD-SPL-16 | 3720
APC BY SCHNEIDER ELECTRIC | 5 YR SERVICE COVERAGE WITH MONITORING & DISPATCH BATT - NMC REQUIRED | WMD5YOSNBD-SPL-17 | 4245
APC BY SCHNEIDER ELECTRIC | 5 YR SERVICE COVERAGE WITH MONITORING & DISPATCH BATT - NMC REQUIRED | WMD5YOSNBD-SPL-18 | 4475
APC BY SCHNEIDER ELECTRIC | 1 YR ON-SITE (OUT OF FACTORY WTY) WITH MONITORING & DISPATCH - NMC REQUIRED | WMD1YOSOFW-SP-01 | 413
APC BY SCHNEIDER ELECTRIC | 1 YR ON-SITE (OUT OF FACTORY WTY) WITH MONITORING & DISPATCH - NMC REQUIRED | WMD1YOSOFW-SP-02 | 546
APC BY SCHNEIDER ELECTRIC | 1 YR ON-SITE (OUT OF FACTORY WTY) WITH MONITORING & DISPATCH - NMC REQUIRED | WMD1YOSOFW-SP-03 | 584
APC BY SCHNEIDER ELECTRIC | 1 YR ON-SITE (OUT OF FACTORY WTY) WITH MONITORING & DISPATCH - NMC REQUIRED | WMD1YOSOFW-SP-04 | 618
APC BY SCHNEIDER ELECTRIC | 1 YR ON-SITE (OUT OF FACTORY WTY) WITH MONITORING & DISPATCH - NMC REQUIRED | WMD1YOSOFW-SP-05 | 908
APC BY SCHNEIDER ELECTRIC | 1 YR ON-SITE (OUT OF FACTORY WTY) WITH MONITORING & DISPATCH - NMC REQUIRED | WMD1YOSOFW-SP-06 | 1745
APC BY SCHNEIDER ELECTRIC | 1 YR ON-SITE (OUT OF FACTORY WTY) WITH MONITORING & DISPATCH - NMC REQUIRED | WMD1YOSOFW-SP-07 | 2840
APC BY SCHNEIDER ELECTRIC | 1 YR ON-SITE (OUT OF FACTORY WTY) WITH MONITORING & DISPATCH - NMC REQUIRED | WMD1YOSOFW-SP-08 | 3495
APC BY SCHNEIDER ELECTRIC | GALAXY VS UPS 50KW 208V FOR UP TO 5 INTERNAL 9AH SMART MODULAR BATTERY STRINGS, | GVSUPS50K0B5FS | 42940
APC BY SCHNEIDER ELECTRIC | GALAXY VS MAINTENANCE BYPASS PANEL, SINGLE UNIT, 25-50KW 208V, 50-100KW 480V WAL | GVSBPSU100G-WP | 7765
APC BY SCHNEIDER ELECTRIC | GALAXY VS 9AH SMART MODULAR LONG-LIFE HIGH CAPACITY BATTERY STRING | GVSBTH4LL | 7475
APC BY SCHNEIDER ELECTRIC | 2 YEAR ON-SITE WARRANTY EXT FOR (1) GALAXY VS 30 TO 50KVA 208V UPS | WOE2YR-VS2-A50 | 9435
APC BY SCHNEIDER ELECTRIC | GALAXY VS CABLE AND CONDUIT BOX FOR 20.5IN WIDE UPS W BATTERIES AND MAINTENANCE | GVSOPT018 | 2660
APC BY SCHNEIDER ELECTRIC | SPLIT UNIT CEILING MOUNT EVAPORATOR12KW | UCF0481I | 13750
APC BY SCHNEIDER ELECTRIC | SPLIT UNIT OUTDOOR CONDENSING UNIT 12KW 208-230/3/60 | MRA0611D | 12660
APC BY SCHNEIDER ELECTRIC | FULL DAY SERVICE STANDBY LABOR ONLY DURING NORMAL BUSINESS HOURS | WFULLDAYSTNDBYNBH | 6490
APC BY SCHNEIDER ELECTRIC | (1) YR ADVANTAGE ULTRA SERVICE PLAN FOR (1) GALAXY VS 80 TO 100KW UPS | WADVULTRA-VS2-A100 | 9455
APC BY SCHNEIDER ELECTRIC | GALAXY VS AIR FILTER KIT FOR 521MM WIDE UPS | GVSOPT001 | 382
APC BY SCHNEIDER ELECTRIC | 1 YEAR ON-SITE WARRANTY EXT FOR (1) GALAXY VS 10 TO 15KVA 208V UPS | WOE1YR-VS1-A15 | 4450
APC BY SCHNEIDER ELECTRIC | 1 YEAR ON-SITE WARRANTY EXT FOR (1) GALAXY VS 20 TO 25KVA UPS | WOE1YR-VS1-A25 | 4525
APC BY SCHNEIDER ELECTRIC | NETBOTZ ROOM MONITOR 755 - ENVIRONMENT MONITORING DEVICE | NBWL0755 | 3390
APC BY SCHNEIDER ELECTRIC | ISX0001792103-0006 ON 2020-968457 | ISX0001792103-0006 | 29448.56
APC BY SCHNEIDER ELECTRIC | ISX0001692438-0008 ON 2020-587517 | ISX0001692438-0008-0016 | 202175.39
APC BY SCHNEIDER ELECTRIC | APC SMART-UPS, LINE INTERACTIVE, 2200VA, TOWER, 230V, 8X IEC C13+2X IEC C19 OUTL | SMT2200IC | 2745
APC BY SCHNEIDER ELECTRIC | SCHEDULING UPGRADE TO 7X24 FOR MBRS | WUPGMBRS7X24-MB-00 | 631.8
APC BY SCHNEIDER ELECTRIC | BATTERY CARTRIDGE - LEAD-ACID - 12V - 2 YEARS REPAIR OR REPLACE - BRAND NEW BATT | APCRBC157 | 596
APC BY SCHNEIDER ELECTRIC | RACK PDU, SWITCHED, 2U, 16A, 208/230V, (16)C13, TWO INTERNAL 20A BREAKERS, L6-20 | AP7921BX943 | 2050
APC BY SCHNEIDER ELECTRIC | START-UP SERVICE FOR 1 DX UNISPLIT CEILING OR WALL MOUNT UNIT - MODEL 0481 | WSTRTUP-UF-47 | 4270
APC BY SCHNEIDER ELECTRIC | SPLIT UNIT OUTDOOR CONDENSING UNIT 12KW | SPRD100 | 947
APC BY SCHNEIDER ELECTRIC | RAMP FOR SX3K ENCLOSURE REMOVAL FROM SHOCK PALLET | AR9000RAMP | 3995
APC BY SCHNEIDER ELECTRIC | DCIM CUSTOM SERVICE ROW | WNSWDCIMCUSTOMR | 2200
APC BY SCHNEIDER ELECTRIC | 1 YEAR ON-SITE WARRANTY EXT FOR (1) GALAXY VS 80 TO 100KW UPS | WOE1YR-VS2-A100 | 5160
APC BY SCHNEIDER ELECTRIC | 2 YEAR ON-SITE WARRANTY EXT FOR (1) GALAXY VS 20 TO 25KVA UPS | WOE2YR-VS1-A25 | 8595
APC BY SCHNEIDER ELECTRIC | GALAXY VS UPS 20KW 480V, 1 INTERNAL 9AH SMART MODULAR BATTERY STRING, EXPANDABLE | GVSUPS20KB4GS | 35620
APC BY SCHNEIDER ELECTRIC | SMARTUPS INDUSTRIAL BATTERY HEATER MAT 365 SQ IN 115/120VAC SINGLE PHASE IN CABI | XM102DXXXA | 519
APC BY SCHNEIDER ELECTRIC | SCHEDULING UPGRADE TO 7X24 FOR MBRS- PD1126150011/2019-819015 | WUPGMBRS7X24-MB-00 | 675
APC BY SCHNEIDER ELECTRIC | (1) YR ADVANTAGE ULTRA SERVICE PLAN FOR (1) GALAXY VS 30 TO 50KW 208V UPS | WADVULTRA-VS2-A50 | 9110
APC BY SCHNEIDER ELECTRIC | APC SMART-UPS SRT 192V 8KVA AND 10KVA BATTERY PACK TAA | SRT192BP2US | 2900
APC BY SCHNEIDER ELECTRIC | GALAXY VS CABLE KIT FOR 2ND CLASSIC BATTERY CABINET | GVSOPT011 | 1225
APC BY SCHNEIDER ELECTRIC | GALAXY VS CLASSIC BATTERY CABINET, UL, TYPE 5 | GVSCBT5 | 52475
APC BY SCHNEIDER ELECTRIC | ISX0001809170-0003 ON 2020-1002160-2 | ISX0001809170-0003 | 19498.25
APC BY SCHNEIDER ELECTRIC | ISX0001807658-0036 ON 2020-1002074 | ISX0001807658-0036 | 1727005.4
APC BY SCHNEIDER ELECTRIC | ECOSTRUXURE IT ADVISOR CAPACITY 25 RACKS 3 YEARS | SFTWCA253Y-DIGI | 16165
APC BY SCHNEIDER ELECTRIC | ECOSTRUXURE IT EXPERT 1500 NODES 1 YEAR | SFTWES1500-DIGI | 68040
APC BY SCHNEIDER ELECTRIC | AR106V CASTER KIT. | AR8471 | 193
APC BY SCHNEIDER ELECTRIC | (1) PREVENTIVE MAINTENANCE SERVICE FOR LI-ION BATTERY 3 RACK SOLUTION | WLBPMV-LB-03 | 4000
APC BY SCHNEIDER ELECTRIC | GALAXY VS UPS 30KW 208V FOR UP TO 5 INTERNAL 9AH SMART MODULAR BATTERY STRINGS, | GVSUPS30K0B5FS | 32625
APC BY SCHNEIDER ELECTRIC | GALAXY VS MODULAR BATTERY CABINET FOR UP TO 9 SMART MODULAR BATTERY STRINGS | GVSMODBC9 | 12930
APC BY SCHNEIDER ELECTRIC | ECOSTRUXURE IT EXPERT 1000 NODES 1 YEAR | SFTWES1000-DIGI | 45360
APC BY SCHNEIDER ELECTRIC | ISX0001815540-0002 ON 2020-1014604 | ISX0001815540-0002 | 8342.38
APC BY SCHNEIDER ELECTRIC | ISX0001815598-0005 ON 2020-1014957 | ISX0001815598-0005 | 49701.34
APC BY SCHNEIDER ELECTRIC | GALAXY VS UPS 25KW 208V WITH N+1 POWER MODULE, FOR 5 SMART MODULAR 9AH BATTERY S | GVSUPS25KR0B5FS | 45285
APC BY SCHNEIDER ELECTRIC | GALAXY VS UPS 30KW 400V, 2 INTERNAL 9AH | GVSUPS30KB4HS | 42025
APC BY SCHNEIDER ELECTRIC | GALAXYVS AIR FILTERKIT FOR1970MM TALLUPS | GVSOPT014 | 399
APC BY SCHNEIDER ELECTRIC | SCHEDULED ASSEMBLY SERVICE 5X8 FOR (1) G | WASSEMEXBAT-VSB-02 | 5310
APC BY SCHNEIDER ELECTRIC | GALAXY VS UPS 30KW 208V, 3 INTERNAL 9AH SMART MODULAR BATTERY STRINGS, EXPANDABL | GVSUPS30KB5FS | 50230
APC BY SCHNEIDER ELECTRIC | ISX0001782883-0004 ON 2020-1019137 | ISX0001782883-0004 | 70063.53
APC BY SCHNEIDER ELECTRIC | APC SMART-UPS SRT 192V 5KVA AND 6KVA BATTERY PACK TAA | SRT192BPUS | 2805
APC BY SCHNEIDER ELECTRIC | (1) YR ADVANTAGE ULTRA SERVICE PLAN FOR (1) GALAXY VS 20 TO 25KVA UPS | WADVULTRA-VS1-A25 | 8295
APC BY SCHNEIDER ELECTRIC | ISX0001340735-0001 ON 2020-1025665 | ISX0001340735-0001 | 82393.25
APC BY SCHNEIDER ELECTRIC | ISX0001782883-0009 ON 2020-1026852 | ISX0001782883-0009 | 107091.77
APC BY SCHNEIDER ELECTRIC | ISX0001801109-0006 ON 2020-1030927 | ISX0001801109-0006-0046 | 90041.36
APC BY SCHNEIDER ELECTRIC | ISX0001824897-0002 ON 2020-1033470 | ISX0001824897-0002-0046 | 5914.27
APC BY SCHNEIDER ELECTRIC | SERVICE PACK 1 YEAR PARTS AND SOFTWARE SUPPORT EXTENDED WARRANTY FOR 1 NETBOTZ 7 | WBEXTWAR1YR-NB-07 | 1225
APC BY SCHNEIDER ELECTRIC | ISX0001706546-0019 ON 2020-1042055 | ISX0001706546-0019 | 1171136.7
APC BY SCHNEIDER ELECTRIC | 2 YEAR ON-SITE WARRANTY EXT FOR (1) GALAXY VS 80 TO 100KW UPS | WOE2YR-VS2-A100 | 9800
APC BY SCHNEIDER ELECTRIC | SCHEDULING UPGRADE TO 7X24 FOR MPRS | WUPGMPRS7X24-MP-00 | 706.05
APC BY SCHNEIDER ELECTRIC | GALAXY VS MAINTENANCE BYPASS CABINET WITH OUTPUT TRANSFORMER 100KW 480V IN, 208V | GVSBPOT100T | 38275
APC BY SCHNEIDER ELECTRIC | 1 YR ADVANTAGE ECOSTRUXURE ASSET ADVISOR SERVICE FOR (1) UPS 41 TO 150KVA, BATT | WADVEAA-AA-02 | 360
APC BY SCHNEIDER ELECTRIC | SCHEDULING UPGRADE TO 7X24 FOR MBRS | WUPGMBRS7X24-MB-00 | 621
APC BY SCHNEIDER ELECTRIC | SCHEDULING UPGRADE TO 7X24 FOR MPRS | WUPGMPRS7X24-MP-00 | 1012.5
APC BY SCHNEIDER ELECTRIC | ECOSTRUXURE IT EXPERT ON-SITETRAINING S | WNSCESOSTRAIN | 6300
APC BY SCHNEIDER ELECTRIC | ECOSTRUXURE IT EXPERT ON-SITE BASE SERV | WNSCESOSBASE | 6300
APC BY SCHNEIDER ELECTRIC | ECOSTRUXURE IT EXPERT 100 NODES 5 YEARS | SFTWES1005Y-DIGI | 38380
APC BY SCHNEIDER ELECTRIC | (1) YEAR ADVANTAGE ULTRA SERVICE PLAN FOR (1) GALAXY 3500 OR SUVT 20 KVA UPS 10 | WADVULTRAM-G3-22 | 8390
APC BY SCHNEIDER ELECTRIC | MISCELLANEOUS SERVICE SKU ON 2020-893535 | WSRV | 4050
APC BY SCHNEIDER ELECTRIC | GALAXY VS CABLE KIT FOR 77.6IN TALL BYPASS | GVSOPT032 | 4385
APC BY SCHNEIDER ELECTRIC | GALAXY VS MAINTENANCE BYPASS CABINET, SINGLE UNIT, 10-50KW 208V, 20-100KW 480V, | GVSBP100T | 14035
APC BY SCHNEIDER ELECTRIC | SCHEDULING UPGRADE TO 7X24 FOR MBRS | WUPGMBRS7X24-MB-00 -MB-00 | 641.25
APC BY SCHNEIDER ELECTRIC | (1) ADDITIONAL CONTRACT PM VISIT 5X8 FOR (1) GALAXY VS 20 TO 25KVA UPS | WPMV-VS1-A25 | 2040
APC BY SCHNEIDER ELECTRIC | SCHEDULED ASSEMBLY SERVICE 5X8 FOR (1) GALAXY VS SHORT MODULAR BATT FRAME WITH U | WASSEMEXBAT-VSB-01 | 4545
APC BY SCHNEIDER ELECTRIC | ISX0001841456-0006 ON 2020-1068354 | ISX0001841456-0006 | 50966.94
APC BY SCHNEIDER ELECTRIC | GALAXY VS MODULAR BATTERY CABINET FOR UP TO 6 SMART MODULAR BATTERY STRINGS | GVSMODBC6 | 9445
APC BY SCHNEIDER ELECTRIC | GALAXY VS UPS 20KW 208V FOR UP TO 4 INTERNAL 9AH SMART MODULAR BATTERY STRINGS, | GVSUPS20K0B4FS | 26820
APC BY SCHNEIDER ELECTRIC | ECOSTRUXURE IT EXPERT SUBSCRIPTION LICENSE FOR 150 NODES: 5 YEARS | SFTWES1505Y-DIGI | 44775
APC BY SCHNEIDER ELECTRIC | (1) YR ADVANTAGE ULTRA SERVICE PLAN FOR (1) GALAXY VS 40KW UPS | WADVULTRA-VS1-A40 | 8575
APC BY SCHNEIDER ELECTRIC | GALAXY VS KIRK KEY KIT FOR MAINTENANCE | GVSOPT007 | 2935
APC BY SCHNEIDER ELECTRIC | GALAXY VS UPS 40KW 208V FOR UP TO 5 INTERNAL 9AH SMART MODULAR BATTERY STRINGS, | GVSUPS40K0B5FS | 38790
APC BY SCHNEIDER ELECTRIC | GALAXY VS UPS 15KW 208V WITH N+1 POWER MODULE, FOR 5 SMART MODULAR 9AH BATTERY S | GVSUPS15KR0B5FS | 37075
APC BY SCHNEIDER ELECTRIC | NETBOTZ ROOM MONITOR 755 (WITH 120/240V POE INJECTOR) | NBWL0756 | 3595
APC BY SCHNEIDER ELECTRIC | INROW DX 300MM (OUTDOOR -20C) A/C, 460-480V, DUAL FEED, 65KAIC | ACCU30102 | 31260
APC BY SCHNEIDER ELECTRIC | INROW DX 300MM CONDENSING UNIT, 460-480V, SINGLE POWER, UL / 2020-1086739 | ACCU301 | 35190
APC BY SCHNEIDER ELECTRIC | HI DLNR SYLX BP ON 2020-1091768 | 2020-1091768 | 39696.93
APC BY SCHNEIDER ELECTRIC | ISX0001836194-0011 ON 2020-1093648 | ISX0001836194-0011-0046 | 451812.88
APC BY SCHNEIDER ELECTRIC | ECOSTRUXURE IT EXPERT 10 NODES 3 YEARS | SFTWES103Y-DIGI | 2425
APC BY SCHNEIDER ELECTRIC | BR650MI - UPS - TOWER - LINE-INTERACTIVE - 230 V - 390WATT - 650VA - USB - 6 IEC | BR650MI | 332
APC BY SCHNEIDER ELECTRIC | 0J-0W6002B SPARE PART ON 2020-1098373 | 2020-1099373 | 65.34
APC BY SCHNEIDER ELECTRIC | BACK UPS PRO 1500VA, SINEWAVE | BR1500MS2 | 478
APC BY SCHNEIDER ELECTRIC | APC GAMING BACK-UPS, 10 OUTLET, 1500VA B | GVSUPS25K0B4FS | 29915
APC BY SCHNEIDER ELECTRIC | ISX0001839007-0003 ON 2020-1098402 | ISX0001839007-0003 | 111386.71
APC BY SCHNEIDER ELECTRIC | LI-ION BATTERY 9540A - BATTERY RACK UL 16 MODULES TYPE E FOR GVS, EPS 7K, EPS 8K | LIBSMG95EUL | 46005
APC BY SCHNEIDER ELECTRIC | LI-ION BATTERY 9540A - BATTERY RACK UL 16 MODULES TYPE E FOR GVS, EPS 7K,8K 1-PH | LIBSMG95EUL1PH | 46005
APC BY SCHNEIDER ELECTRIC | (1) STARTUP SERVICE FOR LI-ION BATTERY 1 RACK SOLUTION | WSTRTUP-LB-01 | 4095
APC BY SCHNEIDER ELECTRIC | (1) ASSEMBLY SERVICE FOR 1 LI-ION BATTERY 1 RACK SOLUTION | WASSEMEXBAT-LB-01 | 4945
APC BY SCHNEIDER ELECTRIC | UPS X 1000VA RACK TOWER LCD 120V | SMX1000C | 1290
APC BY SCHNEIDER ELECTRIC | UPS X 1500VA RACK TOWER LCD 120V | SMX1500RM2UC | 1740
APC BY SCHNEIDER ELECTRIC | UPS X 1500VA RACK TOWER LCD 120V | SMX1500RM2UCNC | 2670
APC BY SCHNEIDER ELECTRIC | UPS X 750VA RACK TOWER LCD 120V | SMX750C | 1155
APC BY SCHNEIDER ELECTRIC | UPS X 750VA RACK/TOWER LCD 120V | SMX750CNC | 2185
APC BY SCHNEIDER ELECTRIC | ISX0001855209-0003 ON 2020-1119743 | ISX0001855209-0003 | 96885.45
APC BY SCHNEIDER ELECTRIC | APC RACK PDU 9000 SWITCHED, ZEROU, 30A | APDU9941 | 2585
APC BY SCHNEIDER ELECTRIC | APC RACK PDU 9000 SWITCHED, ZEROU, 32A | APDU9953 | 2935
APC BY SCHNEIDER ELECTRIC | APC RACK PDU 9000 SWITCHED, ZEROU, 16A | APDU9959EU3 | 2760
APC BY SCHNEIDER ELECTRIC | APC RACK PDU 9000 SWITCHED, ZEROU, 20A | APDU9959NA3 | 2265
APC BY SCHNEIDER ELECTRIC | APC RACK PDU 9000 SWITCHED, ZEROU, 5.7KW | APDU9961 | 2900
APC BY SCHNEIDER ELECTRIC | APC RACK PDU 9000 SWITCHED, ZEROU, 8.6KW | APDU9965 | 3525
APC BY SCHNEIDER ELECTRIC | APC RACK PDU 9000 SWITCHED, ZEROU,17.2KW | APDU9966 | 6380
APC BY SCHNEIDER ELECTRIC | APC RACK PDU 9000 SWITCHED, ZEROU,17.2KW | APDU9967 | 6380
APC BY SCHNEIDER ELECTRIC | APC RACK PDU 9000 SWITCHED, ZEROU, 30A | APDU9970 | 3020
APC BY SCHNEIDER ELECTRIC | APC RACK PDU 9000 SWITCHED, ZEROU,11.0KW | APDU9981EU3 | 3915
APC BY SCHNEIDER ELECTRIC | APC RACK PDU 9000 SWITCHED, ZEROU,11.5KW | APDU9981NA3 | 3915
APC BY SCHNEIDER ELECTRIC | EXPEDITED DDF CREATION SERVICE FOR SINGLE DDF. | WNSWACS1DDF | 882
APC BY SCHNEIDER ELECTRIC | APC ESSENTIAL SURGEARREST 4 ROTATING OUTLET WALL TAP WITH 5V, 3.4A 2 PORT USB CH | PE4WRU3 | 39
APC BY SCHNEIDER ELECTRIC | 2 YEAR ON-SITE WARRANTY EXT FOR (1) GALAXY VS 10 TO 15KW UPS | WOE2YR-VS2-A40 | 9475
APC BY SCHNEIDER ELECTRIC | 2 YEAR ON-SITE WARRANTY EXTENSION FOR (1) IN ROW ACRD 300 AND 301 SERIES | WOE2YR-AX-34 | 15265
APC BY SCHNEIDER ELECTRIC | 1 YR EAA UPGRADE TO FW OR EXISTING SRVC PLAN FOR (1) IN ROOM COOLING UNIT | WUPGEAA-UF-00 | 291
APC BY SCHNEIDER ELECTRIC | GALAXY VS UPS 40KW 208V, 3 INTERNAL 9AH SMART MODULAR BATTERY STRINGS, EXPANDABL | GVSUPS40KB5FS | 57275
APC BY SCHNEIDER ELECTRIC | GALAXY VS UPS 30KW 480V, 2 INTERNAL 9AH SMART MODULAR BATTERY STRINGS, EXPANDABL | GVSUPS30KB4GS | 42025
APC BY SCHNEIDER ELECTRIC | BACK UPS PRO BN 1350VA, 10 OUTLETS, 2 USB CHARGING PORTS, AVR, LCD INTERFACE | BN1350M2 | 347.06
APC BY SCHNEIDER ELECTRIC | ISX0001872186-0006 ON 2021-1142233-2 | ISX0001872186-0006 | 344466.65
APC BY SCHNEIDER ELECTRIC | ISX0001872183-0004 ON 2021-1142217-2 | ISX0001872183-0004 | 287191.57
APC BY SCHNEIDER ELECTRIC | SCHEDULING UPGRADE TO 7X24 FOR MBRS /2020-950417 | WUPGMBRS7X24-MB-00 | 850.5
APC BY SCHNEIDER ELECTRIC | SCHEDULING UPGRADE TO 7X24 FOR MPRS /2020-950417 | WUPGMPRS7X24-MP-00 | 923.4
APC BY SCHNEIDER ELECTRIC | ISX0001875697-0003 ON 2021-1149108 | ISX0001875697-0003 | 58068.54
APC BY SCHNEIDER ELECTRIC | ISX0001853112-0002 ON 2021-1149073 | ISX0001853112-0002 | 58068.54
APC BY SCHNEIDER ELECTRIC | ISX0001854508-0002 ON 2021-1149095 | ISX0001854508-0002 | 60186.75
APC BY SCHNEIDER ELECTRIC | GALAXY VS UPS 80KW 480V FOR UP TO 5 INTERNAL 9AH SMART MODULAR BATTERY STRINGS, | GVSUPS80K0B5GS | 55410
APC BY SCHNEIDER ELECTRIC | GALAXY VS UPS 10KW 208V FOR EXTERNAL BATTERIES, START-UP 5X8 | GVSUPS10KFS | 22885
APC BY SCHNEIDER ELECTRIC | MODULAR POWER REVITALIZATION SERVICE 5 X SYPM10KF2, FOR SYMMETRA PX2 100KVA FRAM | WMPRS5-MP2-105 | 49370
APC BY SCHNEIDER ELECTRIC | (1) YEAR ADVANTAGE ULTRA SERVICE PLAN FOR (1) IN ROW ACRD 300 AND 301 SERIES | WADVULTRA-AX-34 | 13305
APC BY SCHNEIDER ELECTRIC | FULL DAY SERVICE STANDBY LABOR ONLY OUTSIDE NORMAL BUSINESS HOURS | WFULLDAYSTNDBYONBH | 9730
APC BY SCHNEIDER ELECTRIC | SMARTUPS INDUSTRIAL BATTERY HARNESS SBS75 CABINET ACCESSORY 12 FT - 3 YEARS REPA | XHXXS7A8F | 640
APC BY SCHNEIDER ELECTRIC | SCHEDULING UPGRADE TO 7X24 FOR MPRS ON 2020-1010673 | WUPGMPRS7X24-MP-00 | 776.25
APC BY SCHNEIDER ELECTRIC | GALAXY VS UPS 40KW 480V, 2 INTERNAL 9AH SMART MODULAR BATTERY STRINGS, EXPANDABL | GVSUPS40KB4GS | 47535
APC BY SCHNEIDER ELECTRIC | APC POE INJECTOR | NBAC0303NA2 | 204
APC BY SCHNEIDER ELECTRIC | ISX0001813564-0009 ON 2020-1013728-1 | ISX0001813564-0009 | 32415.78
APC BY SCHNEIDER ELECTRIC | ISX0001813557-0013 ON 2021-1160211 | ISX0001813557-0013 | 53518.79
APC BY SCHNEIDER ELECTRIC | (1) YR NBD ON-SITE RESPONSE COVERAGE WITH MONITORING & DISPATCH - NMC REQUIRED | W1YONSITENBD-AC-02 | 130
APC BY SCHNEIDER ELECTRIC | ISX0001888633-0004 ON 2021-1177103 | ISX0001888633-0004 | 51448.93
APC BY SCHNEIDER ELECTRIC | SCHEDULING UPGRADE TO 7X24 FOR MPRS | WUPGMPRS7X24-MP-00 | 815.4
APC BY SCHNEIDER ELECTRIC | ISX0001863159-0004 ON 2020-1127634-2 | ISX0001863159-0004 | 360372.3
APC BY SCHNEIDER ELECTRIC | SCHEDULING UPGRADE TO 7X24 FOR MPRS | WUPGMPRS7X24-MP-00 | 837
APC BY SCHNEIDER ELECTRIC | SCHEDULING UPGRADE TO 7X24 FOR MBRS | WUPGMBRS7X24-MB-00 | 641.25
APC BY SCHNEIDER ELECTRIC | 3 YEARS PARTS AND SOFTWARE SUPPORT EXTENDED WARRANTY FOR 1 NETBOTZ 7-SERIES | WEXTWAR3YR-NB-07 | 4150
APC BY SCHNEIDER ELECTRIC | ISX0001889686-0016 ON 2021-1193794 | ISX0001889686-0016 | 19595.79
APC BY SCHNEIDER ELECTRIC | ISX0001879238-0010 ON 2021-1193815 | ISX0001879238-0010 | 162268.34
APC BY SCHNEIDER ELECTRIC | ISX0001879246-0007 ON 2021-1193799 | ISX0001879246-0007 | 95504.93
APC BY SCHNEIDER ELECTRIC | ISX0001889652-0005 ON 2021-1193822 | ISX0001889652-0005 | 19472.43
APC BY SCHNEIDER ELECTRIC | HALF DAY SERVICE STANDBY LABOR ONLY OUTSIDE NORMAL BUSINESS HOURS | WHALFDAYSTNDBYONBH | 6190
APC BY SCHNEIDER ELECTRIC | ISX0001880510-0005 ON 2021-1195052 | ISX0001880510-0005 | 13420.89
APC BY SCHNEIDER ELECTRIC | ISX0001902249-0005 ON 2021-1206563-1 | ISX0001902249-0005 | 89411.38
APC BY SCHNEIDER ELECTRIC | GALAXY VS UPS 50KW 208V, 3 INTERNAL 9AH SMART MODULAR BATTERY STRINGS, EXPANDABL | GVSUPS50KB5FS | 62020
APC BY SCHNEIDER ELECTRIC | SCHEDULING UPGRADE TO 7X24 FOR MPRS | WUPGMPRS7X24-MP-00 | 684.87
APC BY SCHNEIDER ELECTRIC | SCHEDULING UPGRADE TO 7X24 FOR MPRS | WUPGMBRS7X24-MB-00 | 563.08
APC BY SCHNEIDER ELECTRIC | MODULAR POWER REVITALIZATION SERVICE 3 X SYPM10KF2, FOR SYMMETRA PX2 100KVA FRAM | WMPRS3-MP2-103 | 38540
APC BY SCHNEIDER ELECTRIC | STABILIZING FEET FOR SMTL 1500VA | SMTL3USF | 30
APC BY SCHNEIDER ELECTRIC | SUBSCRIPTION, ECOSTRUXURE IT EXPERT, 5 YEARS, 350 NODES, REMOTE MONITORING AND M | SFTWES3505Y-DIGI | 104480
APC BY SCHNEIDER ELECTRIC | SMT1500RMI2UC - UPS - 2U - LINE-INTERACTIVE - 230 V - 1000WATT - 1500VA - IEC 32 | SMT1500RMI2UC | 1670
APC BY SCHNEIDER ELECTRIC | 3 YR ON-SITE UPGRADE TO FACTORY WARRANTY WITH IT EXPERT ENABLED DISPATCH SERVICE | WITEDS3YR-SP-06 | 2175
APC BY SCHNEIDER ELECTRIC | APC SMART-UPS RT 192V 32 X 5AH BP ON 2021-1193685-5 | SRTG192XLBP3 | 1640
APC BY SCHNEIDER ELECTRIC | ISX0001866279-0012 ON 2021-1221817 | ISX0001866279-0012 | 513298.15
APC BY SCHNEIDER ELECTRIC | NETSHELTER SX 18U 600MM WIDE PERFORATED SPLIT DOORS BLACK | AR7161 | 657
APC BY SCHNEIDER ELECTRIC | SCHEDULING UPGRADE TO 7X24 FOR MBRS | WUPGMBRS7X24-MB-00 | 580.5
APC BY SCHNEIDER ELECTRIC | ISX0001913215-0004 ON 2021-1229282 | ISX0001913215-0004 | 83712.42
APC BY SCHNEIDER ELECTRIC | ISX0001872298-0006-EC ON 2021-1226972 | ISX0001872298-0006-EC | 131323.19
APC BY SCHNEIDER ELECTRIC | ISX0001899217-0001 ON 2021-1228372 | ISX0001899217-0001 | 180182.83
APC BY SCHNEIDER ELECTRIC | ISX0001899232-0001 ON 2021-1228377-1 | ISX0001899232-0001 | 137512.5
APC BY SCHNEIDER ELECTRIC | (1) YR ADVANTAGE ULTRA SERVICE PLAN FOR (1) GALAXY VS 30KW UPS | WADVULTRA-VS1-A30 | 8435
APC BY SCHNEIDER ELECTRIC | ISX0001913989-0001 ON 2021-1324555 | ISX0001913989-0001 | 95474.39
APC BY SCHNEIDER ELECTRIC | EXPEDITED DDF CREATION SERVICE 5 DDF PACK | WNSWACS5DDF | 4195
APC BY SCHNEIDER ELECTRIC | TECHNICAL PROJECT MANAGEMENT SERVICES | WNSWACSTPM | 1800
APC BY SCHNEIDER ELECTRIC | GALAXY VS UPS 30KW 400V WITH N+1 POWER MODULE, FOR 5 SMART MODULAR 9AH BATTERY S | GVSUPS30KR0B5HS | 49430
APC BY SCHNEIDER ELECTRIC | ISX0001785431-0002 ON 2021-1242908 | ISX0001785431-0002 | 25833.36
APC BY SCHNEIDER ELECTRIC | ISX0001785430-0003 ON 2021-1242901 | ISX0001785430-0003 | 21438.43
APC BY SCHNEIDER ELECTRIC | 1 YEAR PARTS AND SOFTWARE SUPPORT EXTENDED WARRANTY FOR 1 NETBOTZ 7-SERIES | WEXTWAR1YR-NB-07 | 1710
APC BY SCHNEIDER ELECTRIC | 1 YR EAA PLUS PRED. UPGD - FW OR EXSTNG SRVC PLAN FOR (1) 1OR3P UPS 10 - 40KVA, | WUPGEAAPLUS-UG-01 | 609
APC BY SCHNEIDER ELECTRIC | GALAXY VS UPS 15KW 208V FOR UP TO 4 INTERNAL 9AH SMART MODULAR BATTERY STRINGS, | GVSUPS15K0B4FS | 24530
APC BY SCHNEIDER ELECTRIC | SCHEDULING UPGRADE TO 7X24 FOR MBRS | WUPGMBRS7X24-MB-00 | 702
APC BY SCHNEIDER ELECTRIC | SMTL1500RM3UCNC - UPS - 3U - LINE-INTERACTIVE - 120 V - 1350WATT - 1500VA - USB | SMTL1500RM3UCNC | 4490
APC BY SCHNEIDER ELECTRIC | 1 YR EAA PLUS PREDICT UPGRADE TO FW OR EXISTING SERVCO PLAN FOR (1) 1P UPS UP TO | WUPG1PEAAPLS-UG-01 | 438
APC BY SCHNEIDER ELECTRIC | SCHEDULING UPGRADE TO 7X24 FOR MBRS | 1WUPGMBRS7X24-MB-00 | 810
APC BY SCHNEIDER ELECTRIC | 1 YR EAA UPGRADE TO FW OR EXISTING SRVC PLAN FOR (1) CHILLER | WUPGEAAC-UF-00 | 314
APC BY SCHNEIDER ELECTRIC | ISX0001741748-0021 ON 2021-1262420 | ISX0001741748-0021 | 340122.81
APC BY SCHNEIDER ELECTRIC | ECOSTRUXURE IT EXPERT REMOTE BASE SERVICE | WNSCESREBASE | 3365
APC BY SCHNEIDER ELECTRIC | ECOSTRUXURE IT EXPERT REMOTE DAILY LABOR SERVICE | WNSCESREDAY | 3365
APC BY SCHNEIDER ELECTRIC | ECOSTRUXURE IT EXPERT REMOTE TRAINING SERVICE | WNSCESRETRAIN | 3365
APC BY SCHNEIDER ELECTRIC | GALAXY VS UPS 10KW 208V, 1 INTERNAL 7AH SMART MODULAR BATTERY STRING, EXPANDABLE | GVSUPS10KB2FS | 24550
APC BY SCHNEIDER ELECTRIC | SCHEDULED ASSEMBLY SERVICE 5X8 FOR INROW ACRD 300 AND 301 SERIES | WASSEM5X8-AX-34 | 2610
APC BY SCHNEIDER ELECTRIC | APC NETSHELTER SX, SERVER RACK ENCLOSURE, 52U, WHITE, 600W X 1200D MM - AR3308W | AR3308W | 6250
APC BY SCHNEIDER ELECTRIC | SCHEDULING UPGRADE TO 7X24 FOR MBRS | WUPGMBRS7X24-MB-00 | 1572.75
APC BY SCHNEIDER ELECTRIC | MODULAR UPS REVITALIZATION SERVICE FOR (1) SYMMETRA PX250 4X SYPM25KD, MBP AND D | WMPRS254-MP-254 | 102480
APC BY SCHNEIDER ELECTRIC | GALAXY VS CABLE AND CONDUIT BOX KIT FOR 59IN TALL BYPASS WITH TRANSFORMER, 25KVA | GVSOPT013 | 2660
APC BY SCHNEIDER ELECTRIC | GALAXY VS MAINTENANCE BYPASS CABINET WITH OUTPUT TRANSFORMER 50KW 480V IN, 208V | GVSBPOT50B | 24720
APC BY SCHNEIDER ELECTRIC | (1) ADDITIONAL CONTRACT PM VISIT 5X8 FOR (1) GALAXY VS 30 TO 50KVA 208V UPS | WPMV-VS2-A50 | 2165
APC BY SCHNEIDER ELECTRIC | APC SMART-UPS, LINE INTERACTIVE, 3KVA, LITHIUM-ION, RACKMOUNT 2U, 120V, 2X NEMA | SMTL3000RM2UCNC | 7125
APC BY SCHNEIDER ELECTRIC | SMTL3000RM2UC - UPS - 2U - LINE-INTERACTIVE - 120 V - 2.7KW - 2880VA - NEMA L5-3 | SMTL3000RM2UC | 6110
APC BY SCHNEIDER ELECTRIC | SCHEDULING UPGRADE TO 7X24 FOR MBRS ON 2021-1262543 | WUPGMBRS7X24-MB-00 | 472.5
APC BY SCHNEIDER ELECTRIC | SCHEDULING UPGRADE TO 7X24 FOR MPRS | WUPGMPRS7X24-MP-00 | 741.15
APC BY SCHNEIDER ELECTRIC | INROW DX 300MM 30KW INDOOR UNIT, 100-120V /200-240V, STANDARD, CE/UL | ACRD301S | 25690
APC BY SCHNEIDER ELECTRIC | INROW DX 300MM CONDENSING UNIT, 200-240V, SINGLE POWER, UL | ACCU300 | 35190
APC BY SCHNEIDER ELECTRIC | SMTL2200RM2UCNC - UPS - 2U - LINE-INTERACTIVE - 120 V - 1920WATT - 2200VA - 2 NE | SMTL2200RM2UCNC | 6350
APC BY SCHNEIDER ELECTRIC | THIS APC SMART-UPS IS DESIGNED FOR IT PROFESSIONALS OR NETWORK ADMINISTRATORS TO | SMTL2200RM2UC | 5335
APC BY SCHNEIDER ELECTRIC | 1 YR EAA PLUS PREDICT UPGRADE TO FW OR EXISTING SRVC PLAN FOR (1) 3P UPS 151 TO | WUPGEAAPLUS-UG-03 | 759
APC BY SCHNEIDER ELECTRIC | GALAXY VS UPS 10KW 208V WITH N+1 POWER MODULE, FOR 5 SMART MODULAR 9AH BATTERY S | GVSUPS10KR0B5FS | 34065
APC BY SCHNEIDER ELECTRIC | SCHEDULING UPGRADE TO 7X24 FOR MBRS | WUPGMBRS7X24-MB-00 | 1255.5
APC BY SCHNEIDER ELECTRIC | SCHEDULING UPGRADE TO 7X24 FOR MPRS | WUPGMPRS7X24-MP-00 | 1282.5
APC BY SCHNEIDER ELECTRIC | ISX0001943209-0006 ON 2021-1299808 | ISX0001943209-0006 | 22474.67
APC BY SCHNEIDER ELECTRIC | MODULAR UPS REVITALIZATION SERVICE FOR (1) SYMMETRA PX500 9X SYPM25KD, MBP AND D | WMPRS509-MP-509 | 150835
APC BY SCHNEIDER ELECTRIC | GALAXY VS MAINTENANCE BYPASS CABINET, UL, SINGLE-UNIT 50-75KW 208V, 100-150KW 48 | GVSBPSU150G | 11325
APC BY SCHNEIDER ELECTRIC | GALAXY VS UPS 10KW 208V FOR UP TO 4 INTERNAL 9AH SMART MODULAR BATTERY STRINGS, | GVSUPS10K0B4FS | 23005
APC BY SCHNEIDER ELECTRIC | GALAXY VS UPS 20KW 480V FOR EXTERNAL BATTERIES, START-UP 5X8 | GVSUPS20KGS | 32830
APC BY SCHNEIDER ELECTRIC | SCHEDULING UPGRADE TO 7X24 FOR MBRS | WUPGMBRS7X24-MB-00 | 945
APC BY SCHNEIDER ELECTRIC | SCHEDULING UPGRADE TO 7X24 FOR MPRS | WUPGMPRS7X24-MP-00 | 1107
APC BY SCHNEIDER ELECTRIC | SCHEDULING UPGRADE TO 7X24 FOR MBRS | WUPGMBRS7X24-MB-00 | 1329.75
APC BY SCHNEIDER ELECTRIC | 1 YR EAA PLUS PREDICT UPGRADE TO FW OR EXISTING SRVC PLAN FOR (1) 3P UPS 41 TO 1 | WUPGEAAPLUS-UG-02 | 704
APC BY SCHNEIDER ELECTRIC | GALAXY VS UPS 20KW 400V, 1 INTERNAL 9AH SMART MODULAR BATTERY STRING, EXPANDABLE | GVSUPS20KB4HS | 35620
APC BY SCHNEIDER ELECTRIC | NETBOTZ RACK ACCESS POD 175 (POD, 125 KHZ HANDLES, AND DOOR CONTACTS FOR APC SX | NBPD0125 | 1960
APC BY SCHNEIDER ELECTRIC | SRTL5KRM2UT - UPS - 2U - ONLINE - 208 V - 5KW - 5000VA - 2 NEMA L6-20R; 2 NEMA L | SRTL5KRM2UT | 16920
APC BY SCHNEIDER ELECTRIC | 5 YR ON-SITE WITH IT EXPERT ENABLED DISPATCH SERVICE | WITEDS5YR-SP-02 | 722
APC BY SCHNEIDER ELECTRIC | ISX0001894591 ON 2021-1316011 | ISX0001894591 | 269730.39
APC BY SCHNEIDER ELECTRIC | ISX0001894648 ON 2021-1316041 | ISX0001894648 | 41169.96
APC BY SCHNEIDER ELECTRIC | ISX0001943683-0010 ON 2021-1324623 | ISX0001943683-0010 | 48992.12
APC BY SCHNEIDER ELECTRIC | ISX0001953434-0004 ON 2021-1325812 | ISX0001953434-0004 | 124104.65
APC BY SCHNEIDER ELECTRIC | 1 YR EAA PLUS PREDICT UPGRADE TO FW OR EXISTING SRVC PLAN FOR (1) IN ROW COOLING | WUPGEAAPLUS-AX-00 | 473
APC BY SCHNEIDER ELECTRIC | YUPI PCBA COM.-SPARE PART | 34003640SE | 1340.55
APC BY SCHNEIDER ELECTRIC | 1 YR ON-SITE UPGRADE TO FACTORY WARRANTY WITH IT EXPERT ENABLED DISPATCH SERVICE | WITEDS1YR-SP-03 | 141
APC BY SCHNEIDER ELECTRIC | 3 YR ON-SITE UPGRADE TO FACTORY WARRANTY WITH IT EXPERT ENABLED DISPATCH SERVICE | WITEDS3YR-SP-04 | 834
APC BY SCHNEIDER ELECTRIC | SCHEDULING UPGRADE TO 7X24 FOR MBRS | WUPGMBRS7X24-MB-00 | 540
APC BY SCHNEIDER ELECTRIC | ECOSTRUXURE IT ADVISOR PERPETUAL LICENSE FOR 100 RACKS | SWDCO100ROPS-DIGI | 22500
APC BY SCHNEIDER ELECTRIC | ECOSTRUXURE IT ADVISOR CAPACITY PERPETUAL LICENSE FOR 100 RACKS | SWDCO100RCAP-DIGI | 36000
APC BY SCHNEIDER ELECTRIC | SCHEDULING UPGRADE TO 7X24 FOR MPRS | WUPGMPRS7X24-MP-00 | 621
APC BY SCHNEIDER ELECTRIC | HALF DAY SERVICE STANDBY LABOR ONLY DURING NORMAL BUSINESS HOURS ON 2021-1180601 | WHALFDAYSTNDBYNBH | 4130
APC BY SCHNEIDER ELECTRIC | SCHEDULING UPGRADE TO 7X24 FOR MPRS | WUPGMPRS7X24-MP-00 | 2058.75
APC BY SCHNEIDER ELECTRIC | MODULAR UPS REVITALIZATION SERVICE FOR (1) SYMMETRA PX250 8X SYPM25KD, MBP AND D | WMPRS258-MP-258 | 137450
APC BY SCHNEIDER ELECTRIC | MODULAR POWER REVITALIZATION SRVC FOR (1) PX250-500/SYBFXR8 | WMPRSXR8-MP-01 | 4030
APC BY SCHNEIDER ELECTRIC | ISX0001948750-0005 ON 2021-1338082-1 | ISX0001948750-0005 | 247873.53
APC BY SCHNEIDER ELECTRIC | ECOSTRUXURE IT EXPERT SUBSCRIPTION LICENSE FOR 250 NODES: 5 YEARS | SFTWES2505Y-DIGI | 74630
APC BY SCHNEIDER ELECTRIC | SCHEDULING UPGRADE TO 7X24 FOR MPRS | WUPGMPRS7X24-MP-00 | 1132.65
APC BY SCHNEIDER ELECTRIC | 2021-1334577-1 ON OP-210819-11151886 | 2021-1334577-1 | 20433.94
APC BY SCHNEIDER ELECTRIC | 1 YR ADVANTAGE EAA PREVENT SERVICE PLAN FOR (1) 3P UPS 151 TO 500KVA | WADVEAA-AA-03 | 380
APC BY SCHNEIDER ELECTRIC | DEVICE MONITORING AND MANAGEMENT, NETWORK MANAGEMENT CARDS, NMC4 FOR GALAXY VS, | AP9644 | 1280
APC BY SCHNEIDER ELECTRIC | NETBOTZ RACK ACCESS POD 175 (POD ONLY) | NBPD0175 | 931
APC BY SCHNEIDER ELECTRIC | DEVICE MONITORING AND MANAGEMENT, NETWORK MANAGEMENT CARDS, NMC3 WITH ENVIRONMEN | AP9643 | 1170
APC BY SCHNEIDER ELECTRIC | GALAXY VS CLASSIC BATTERY CABINET, UL, TYPE 3 | GVSCBT3 | 41825
APC BY SCHNEIDER ELECTRIC | ASSEMBLY SERVICE FOR (1) GVS 30-50KVA | WASSEM-VS2-A50 | 5860
APC BY SCHNEIDER ELECTRIC | AR106V FILTER. | AR8472 | 193
APC BY SCHNEIDER ELECTRIC | (1) YEAR ADVANTAGE ULTRA SERVICE PLAN FOR (1) GALAXY 3500 OR SUVT 30 KVA UPS 10 | WADVULTRAM-G3-23 | 9545
APC BY SCHNEIDER ELECTRIC | BACK-UPS 400VA, FLEXIBLE MOUNTING, LOW PROFILE, INDUSTRIAL | BV400XU | 322
APC BY SCHNEIDER ELECTRIC | SCHNEIDER ELECTRIC SYBTU1-PLP SYMMETRA PX BATTERY UNIT - BLACK - NOT RACK-MOUNTA | SYBTU1-PLP | 1005
APC BY SCHNEIDER ELECTRIC | (7) YEAR PARTS ONLY WARRANTY FOR (1) TYPE E LI ION BATTERY CABINET. | WEXT7YR-LB-EE | 10925
APC BY SCHNEIDER ELECTRIC | ISX0001672287-0046 ON 2020-1013573 | ISX0001913989-0002 ON 2021-1324555-1 | 142467.19
APC BY SCHNEIDER ELECTRIC | (1) ASSEMBLY SERVICE FOR (8) RACKS LI-ION BATTERY SOLUTION | WASSEMEXBAT-LB-08 | 19295
APC BY SCHNEIDER ELECTRIC | (1) STARTUP SERVICE FOR (8) RACKS LI-ION BATTERY SOLUTION | WSTRTUP-LB-08 | 10210
APC BY SCHNEIDER ELECTRIC | APC SMART-UPS ULTRA LITHIUM-ION BATTERY PACK 1U(SRTL50RMBP1U-LI) - SILVER GREY - | SRTL50RMBP1U-LI | 5430
APC BY SCHNEIDER ELECTRIC | SRTL3KRM1UNC - UPS - 1U - ONLINE - 120 V;125 V - 2.85KW - 3000VA - NEMA L5-30P,5 | SRTL3KRM1UNC | 11100
APC BY SCHNEIDER ELECTRIC | ISX0001984371-0005 ON 2021-1379199 | ISX0001984371-0005 | 88019.61
APC BY SCHNEIDER ELECTRIC | ISX0001984377-0003 ON 2021-1379212 | ISX0001984377-0003 | 88214.01
APC BY SCHNEIDER ELECTRIC | ECOSTRUXURE IT EXPERT 1 YEAR DIGITAL 750 NODE SUBSCRIPTION | SFTWES750-DIGI | 34020
APC BY SCHNEIDER ELECTRIC | ISX0001901653-0018 ON 2021-1382044 | ISX0001901653-0018 | 52289.4
APC BY SCHNEIDER ELECTRIC | ISX0001985978-0003 ON 2021-1386941-1 | ISX0001985978-0003 | 68299.46
APC BY SCHNEIDER ELECTRIC | GALAXY VS 7AH SMART MODULAR BATTERY STRING | GVSBT4 | 4890
APC BY SCHNEIDER ELECTRIC | APC SMART-UPS SRT, LITHIUM-ION, 3000VA 120V WITH SMARTCONNECT | SRTL3KRM1UC | 9335
APC BY SCHNEIDER ELECTRIC | APC REPLACEMENT BATTERY CARTRIDGE #162 WITH 2 YEAR WARRANTY | APCRBC162 | 164
APC BY SCHNEIDER ELECTRIC | MODULAR UPS REVITALIZATION SERVICE FOR (1) SYMMETRA PX250 6X SYPM25KD, MBP AND D | WMPRS256-MP-256 | 117150
APC BY SCHNEIDER ELECTRIC | GALAXY VS UPS 20KW 480V WITH N+1 POWER MODULE, FOR 5 SMART MODULAR 9AH BATTERY S | GVSUPS20KR0B5GS | 42585
APC BY SCHNEIDER ELECTRIC | GALAXY VS CABLE KIT FOR UPS WITH EXTERNAL MODULAR BATTERY CABINETS, ADJACENT INS | GVSOPT030 | 2660
APC BY SCHNEIDER ELECTRIC | APC SMART-UPS, LINE INTERACTIVE, 500VA, LITHIUM-ION, RACKMOUNT 1U, 230V, 4X IEC | SCL500RMI1UC | 963
APC BY SCHNEIDER ELECTRIC | BTA 1673 3 YR ON-SITE UPGRADE TO FACTORY WARRANTY WITH IT EXPERT ENABLED DISPATC | WITEDS3YR-SP-02 | 362
APC BY SCHNEIDER ELECTRIC | APC SMART-UPS 1000VA LCD 120V US | SMT1000CUS | 1275
APC BY SCHNEIDER ELECTRIC | APC SMART-UPS 1500VA LCD RM 2U 120V US | SMT1500RM2UCUS | 2130
APC BY SCHNEIDER ELECTRIC | APC SMART-UPS 1500VA LCD 120V US | SMT1500CUS | 1705
APC BY SCHNEIDER ELECTRIC | APC SMART-UPS 750VA LCD 120V, US | SMT750CUS | 929
APC BY SCHNEIDER ELECTRIC | UPS X 1000VA RACK TOWER LCD 120V, US | SMX1000CUS | 1670
APC BY SCHNEIDER ELECTRIC | UPS X 1500VA RACK TOWER LCD 120V, US | SMX1500RM2UCNCUS | 3505
APC BY SCHNEIDER ELECTRIC | UPS X 1500VA RACK TOWER LCD 120V, US | SMX1500RM2UCUS | 2435
APC BY SCHNEIDER ELECTRIC | APC SMART-UPS X 750VA RACK/TOWER LCD 120 US | SMX750CUS | 1485
APC BY SCHNEIDER ELECTRIC | GALAXY VS CABLE KIT FOR 2ND AND 3RD CLASSIC BATTERY CABINET | GVSOPT028 | 3470
APC BY SCHNEIDER ELECTRIC | GALAXY VS CLASSIC BATTERY CABINET, UL, TYPE 6, SEISMIC TESTED | GVSCBT6ST | 62665
APC BY SCHNEIDER ELECTRIC | GALAXY LI-ION BATTERY CABINET UL WITH 13 X 2.04 KWH BATTERY MODULES | LIBSESMG13UL | 67540
APC BY SCHNEIDER ELECTRIC | CDU 12 CIRCUIT, TOP DISTRIBUTION PIPING, RAL 9003 SCHNEIDER WHITE | ACFD12-TXW | 28215
APC BY SCHNEIDER ELECTRIC | SCHEDULING UPGRADE TO 7X24 FOR MBRS | WUPGMBRS7X24-MB-00 | 776.25
APC BY SCHNEIDER ELECTRIC | GALAXY VS UPS TAA COMPLIANT 50KW 480V FOR EXTERNAL BATTERIES, START-UP 5X8 | GVSUPS50KGSUS | 47715
APC BY SCHNEIDER ELECTRIC | ISX0001968935-0014-ET ON 2021-1433882 | ISX0001968935-0014-ET | 29761.45
APC BY SCHNEIDER ELECTRIC | (1) ASSEMBLY SERVICE FOR 1 LI-ION BATTERY 2 RACK SOLUTION | WASSEMEXBAT-LB-02 | 6935
APC BY SCHNEIDER ELECTRIC | (1) STARTUP SERVICE FOR (2) RACKS LI-ION BATTERY SOLUTION | WSTRTUP-LB-02 | 4695
APC BY SCHNEIDER ELECTRIC | GALAXY LI-ION BATTERY CABINET UL WITH 16 X 2.04 KWH BATTERY MODULES | LIBSESMG16UL | 76710
APC BY SCHNEIDER ELECTRIC | GALAXY LI-ION BATTERY COMMUNICATION CABLE, 25M (82FT) | LIBSEOPT001 | 388
APC BY SCHNEIDER ELECTRIC | GALAXY VS LIVE SWAP UPGRADE KIT FOR UPS WITH EXTERNAL BATTERIES | GVSOPT038 | 862
APC BY SCHNEIDER ELECTRIC | GALAXY VS UPS 40KW 208V WITH N+1 POWER MODULE FOR EXTERNAL BATTERIES, START-UP 5 | GVSUPS40KRFS | 57710
APC BY SCHNEIDER ELECTRIC | START-UP SERVICE 5X8 FOR (1) GALAXY VS 30 TO 50KW UPS | WSTRTUP-VS2-A50 | 2360
APC BY SCHNEIDER ELECTRIC | SMTL1000RMI2UC - UPS - RACK-MOUNTABLE - LINE-INTERACTIVE - 230 V - 800WATT - SER | SMTL1000RMI2UC
APC BY SCHNEIDER ELECTRIC | MODULAR POWER REVITALIZATION SERVICE 8 X SYPM10KF2, FOR SYMMETRA PX2 100KVA FRAM | WMPRS8-MP2-108 | 65485
APC BY SCHNEIDER ELECTRIC | ECOSTRUXURE IT GATEWAY CONFIGURED ON INTEL NUC | INNUC0119 | 1010
APC BY SCHNEIDER ELECTRIC | APC SMART-UPS SRT, LITHIUM-ION, 2200VA 120V WITH SMARTCONNECT | SRTL2K2RM1UC | 7040
APC BY SCHNEIDER ELECTRIC | SRTL2K2RM1UNC - UPS - 1U - ONLINE - 120 V AC 1 PHASE; 125 V AC 1 PHASE - 1.95KW | SRTL2K2RM1UNC | 8310
APC BY SCHNEIDER ELECTRIC | SRT1K/1.5K/2.2K/3K VA SUPPORTING FT KIT ON 2022-1464107 | 0J-876-1872 | 37.69
APC BY SCHNEIDER ELECTRIC | (1) YR NBD ON-SITE RESPONSE COVERAGE WITH MONITORING & DISPATCH (SMARTCONNECT OR | W1YONSITENBD-AC-01 | 130
APC BY SCHNEIDER ELECTRIC | ISX0002017127-0006 ON 2022-1470472 | ISX0002017127-0006 | 73093.62
APC BY SCHNEIDER ELECTRIC | ISX0002017059-0010 ON 2022-1447991 | ISX0002017059-0010 | 100192.41
APC BY SCHNEIDER ELECTRIC | POWERCHUTE NETWORK SHUTDOWN LICENSE FOR VIRTUALIZATION AND HCI, 1-YEAR | SWPCNS1Y-DIGI | 188
APC BY SCHNEIDER ELECTRIC | POWERCHUTE NETWORK SHUTDOWN LICENSE FOR VIRTUALIZATION AND HCI, 3-YEAR | SWPCNS3Y-DIGI | 479
APC BY SCHNEIDER ELECTRIC | ISX0001891350-0012 ON 2022-1461331-1 | ISX0001891350-0012 | 198539.29
APC BY SCHNEIDER ELECTRIC | ISX0002022263-0003 ON 2022-1461212-1 | ISX0002022263-0003 | 43133.7
APC BY SCHNEIDER ELECTRIC | ISX0001898554-0006 ON 2022-1477320-2 | ISX0001898554-0006 | 165614.27
APC BY SCHNEIDER ELECTRIC | 1 YEAR ON-SITE WARRANTY EXT FOR (1) GALAXY VS 30 TO 50KW 208V UPS | WOE1YR-VS2-A50 | 4965
APC BY SCHNEIDER ELECTRIC | APC SMART-UPS 1500VA LCD 120V AUDIBLE ALARM DISABLED | SMT1500CX413 | 1570
APC BY SCHNEIDER ELECTRIC | SCHEDULING UPGRADE TO 7X24 FOR MPRS | WUPGMPRS7X24-MP-00 | 1348.65
APC BY SCHNEIDER ELECTRIC | APC SMART-UPS ULTRA ON-LINE LITHIUM ION XBP 180V 2U RACK/TOWER ON 2022-1479904 | SRTL180RM2UBP | 9355
APC BY SCHNEIDER ELECTRIC | MODULAR POWER REVITALIZATION SERVICE 11 X SYPM10KF2, FOR SYMMETRA PX2 100KVA FRA | WMPRS11-MP2-111 | 89115
APC BY SCHNEIDER ELECTRIC | (1) YR ADVANTAGE ULTRA SERVICE PLAN FOR (1) GALAXY VS 20 TO 25KW UPS | WADVULTRA-VS2-A41 | 9340
APC BY SCHNEIDER ELECTRIC | GALAXY VS UPS 60KW 480V, 3 INTERNAL 9AH SMART MODULAR BATTERY STRINGS, EXPANDABL | GVSUPS60KB5GS | 62790
APC BY SCHNEIDER ELECTRIC | (3) YEAR EXTENDED WARRANTY FOR (1) SMART-UPS WITH SMARTCONNECT LEVEL 03 | WEXTWAR3YR-SD-03 | 510
APC BY SCHNEIDER ELECTRIC | MODULAR POWER REVITALIZATION SERVICE 7 X SYPM10KF2, FOR SYMMETRA PX2 100KVA FRAM | WMPRS7-MP2-107 | 60260
APC BY SCHNEIDER ELECTRIC | APC SMART-UPS, LITHIUM-ION, SHORT DEPTH 1000VA, 120V WITH SMARTCONNECT PORT AND | SMTL1000RM2UCNC | 3870
APC BY SCHNEIDER ELECTRIC | GALAXY VS SEISMIC KIT FOR 1970MM (77.6IN) TALL AUXILIARY CABINET | GVSOPT025 | 544
APC BY SCHNEIDER ELECTRIC | ECOSTRUXURE OPTIMIZATION SERVICES | WNSC14 | 2915
APC BY SCHNEIDER ELECTRIC | APC NETSHELTER RACK PDU ADVANCED, METERED, 11.5KW, 3PH, 415V, 20A, 520P6, 42 OUT | APDU10250ME | 2480
APC BY SCHNEIDER ELECTRIC | APC NETSHELTER RACK PDU ADVANCED, SWITCHED, 11.5KW, 3PH, 415V, 20A, 520P6, 42 OU | APDU10250SW | 4055
APC BY SCHNEIDER ELECTRIC | APC NETSHELTER RACK PDU ADVANCED, SWITCHED METERED OUTLET, 11.5KW, 3PH, 415V, 20 | APDU10250SM | 5325
APC BY SCHNEIDER ELECTRIC | APC NETSHELTER RACK PDU ADVANCED, METERED, 17.3KW, 3PH, 415V, 30A, 530P6, 48 OUT | APDU10350ME | 3675
APC BY SCHNEIDER ELECTRIC | APC NETSHELTER RACK PDU ADVANCED, SWITCHED, 17.3KW, 3PH, 415V, 30A, 530P6, 48 OU | APDU10350SW | 4910
APC BY SCHNEIDER ELECTRIC | APC NETSHELTER RACK PDU ADVANCED, METERED OUTLET, 17.3KW, 3PH, 415V, 30A, 530P6, | APDU10350MO | 6355
APC BY SCHNEIDER ELECTRIC | APC NETSHELTER RACK PDU ADVANCED, SWITCHED METERED OUTLET, 17.3KW, 3PH, 415V, 30 | APDU10350SM | 6825
APC BY SCHNEIDER ELECTRIC | APC NETSHELTER RACK PDU ADVANCED, METERED, 34.6KW, 3PH, 415V, 60A, 560P6, 42 OUT | APDU10450ME | 5730
APC BY SCHNEIDER ELECTRIC | APC NETSHELTER RACK PDU ADVANCED, SWITCHED, 34.6KW, 3PH, 415V, 60A, 560P6, 42 OU | APDU10450SW | 7525
APC BY SCHNEIDER ELECTRIC | APC NETSHELTER RACK PDU ADVANCED, METERED, 5.0KW, 1PH, 208V, 30A, L6-30P, 40 OUT | APDU10151ME | 2490
APC BY SCHNEIDER ELECTRIC | APC NETSHELTER RACK PDU ADVANCED, SWITCHED, 5.0KW, 1PH, 208V, 30A, L6-30P, 40 OU | APDU10151SW | 3970
APC BY SCHNEIDER ELECTRIC | APC NETSHELTER RACK PDU ADVANCED, SWITCHED, 3PH, 17.3KW, 208V, 60A, 460P9, 42 OU | APDU10452SW | 5665
APC BY SCHNEIDER ELECTRIC | APC NETSHELTER RACK PDU ADVANCED, METERED OUTLET, 3PH, 17.3KW, 208V, 60A, 460P9, | APDU10452MO | 7015
APC BY SCHNEIDER ELECTRIC | APC NETSHELTER RACK PDU ADVANCED, SWITCHED METERED OUTLET, 3PH, 17.3KW, 208V, 60 | APDU10452SM | 7850
APC BY SCHNEIDER ELECTRIC | APC NETSHELTER RACK PDU ADVANCED, SWITCHED METERED OUTLET, 5.0KW, 1PH, 208V, 30A | APDU10151SM | 5995
APC BY SCHNEIDER ELECTRIC | APC NETSHELTER RACK PDU ADVANCED, METERED, 8.6KW, 3PH, 208V, 30A, L21-30P, 42 OU | APDU10351ME | 3175
APC BY SCHNEIDER ELECTRIC | APC NETSHELTER RACK PDU ADVANCED, SWITCHED METERED OUTLET, 8.6KW, 3PH, 208V 30A, | APDU10351SM | 5825
APC BY SCHNEIDER ELECTRIC | APC NETSHELTER RACK PDU ADVANCED, SWITCHED, 14.4KW, 3PH, 208V, 50A, CS8365C, 42 | APDU10451SW | 5680
APC BY SCHNEIDER ELECTRIC | NETSHELTER SX 52U 750MM WIDE X 1200MM DEEP ENCLOSURE WITH SIDES, SE WHITE | AR3358W | 7935
APC BY SCHNEIDER ELECTRIC | 1 YR ADVANTAGE EAA PLUS PREDICT SRVC FOR (1) 1 OR 3P UPS 10 - 40KVA, BATT FRM, P | WADVEAAPLUS-AA-01 | 762
APC BY SCHNEIDER ELECTRIC | SCHEDULING UPGRADE TO 7X24 FOR MPRS | WUPGMPRS7X24-MP-00 | 1005.75
APC BY SCHNEIDER ELECTRIC | START-UP SERVICE 5X8 FOR (1) IN ROW ACRD 300 AND 301 SERIES | WSTRTUP5X8-AX-34 | 3755
APC BY SCHNEIDER ELECTRIC | BALL VALVE & UNION - RD25KW | ACAC10037 | 674
APC BY SCHNEIDER ELECTRIC | WINTER ACCESSORY KIT - HEATERS, BRACKETS, WIRING | ACAC10049 | 1445
APC BY SCHNEIDER ELECTRIC | FLOODED RECEIVER, 20L, 219MM DIAMETER, 640MM LENGTH, ASME WITH 200W HEATER | ACAC75016 | 10815
APC BY SCHNEIDER ELECTRIC | ISX0002048034-0002 ON 2022-1515664 | ISX0002048034-0002 | 89020.93
APC BY SCHNEIDER ELECTRIC | GALAXY VS UPS 40KW 400V FOR UP TO 4 INTERNAL 9AH SMART MODULAR BATTERY STRINGS, | GVSUPS40K0B4HS | 38315
APC BY SCHNEIDER ELECTRIC | MODULAR UPS REVITALIZATION SERVICE FOR (1) SYMMETRA PX250 7X SYPM25KD, MBP AND D | WMPRS257-MP-257 | 125370
APC BY SCHNEIDER ELECTRIC | IT POWER DISTRIBUTION MODULE 1X3 POLE 5 WIRE 20A IEC309 680CM | PDM3520IEC309-3P-680 | 912
APC BY SCHNEIDER ELECTRIC | ISX0001985978-0004 ON 2021-1386941-2 | ISX0001985978-0004 | 40577.79
APC BY SCHNEIDER ELECTRIC | SCHEDULING UPGRADE TO 7X24 FOR MPRS | WUPGMPRS7X24-MP-00 | 1132.65
APC BY SCHNEIDER ELECTRIC | MODULAR UPS REVITALIZATION SERVICE FOR (1) SYMMETRA PX500 10X SYPM25KD, MBP AND | WMPRS510-MP-510 | 176270
APC BY SCHNEIDER ELECTRIC | ECOSTRUXURE IT ADVISOR & CAPACITY & CHANGE SAAS 25 RACKS 1 YEAR | SFTWITA25-DIGI | 9605
APC BY SCHNEIDER ELECTRIC | APC BACK-UPS NS 6 OUTLET 450VA, 120V, RETAIL | BN450M
APC BY SCHNEIDER ELECTRIC | SCHEDULING UPGRADE TO 7X24 FOR MPRS | WUPGMPRS7X24-MP-00 | 847
APC BY SCHNEIDER ELECTRIC | ISX0002051732-0004 ON 2022-1534981-1 | ISX0002051732-0004 | 226844.62
APC BY SCHNEIDER ELECTRIC | APC SMART-UPS, LINE INTERACTIVE, 750VA, LITHIUM-ION, RACKMOUNT 2U, 120V, 6X NEMA | SMTL750RM2UCNC | 2905
APC BY SCHNEIDER ELECTRIC | ISX0002056824-0001 ON 2022-1535909 | ISX0002056824-0001 | 21202.68
APC BY SCHNEIDER ELECTRIC | GALAXY VS LIVE SWAP UPGRADE KIT FOR UPS WITH MODULAR BATTERIES | GVSOPT039 | 1060
APC BY SCHNEIDER ELECTRIC | DC CAPA KIT G5K 40-60 KVA - SPARE PART | 0J-0M-34605676AA | 8262
APC BY SCHNEIDER ELECTRIC | CAP 1200VDC 1UF - SPARE PART | 0J-234-3105SE | 442.8
APC BY SCHNEIDER ELECTRIC | FIAZN PCBA GALAXY5000 -SPARE PART | 0J-0P3822 | 487.8
APC BY SCHNEIDER ELECTRIC | (1) YEAR ADVANTAGE PLUS SERVICE PLAN FOR (1) IN ROW ACRD 300 AND 301 SERIES | WADVPLUS-AX-34 | 7050
APC BY SCHNEIDER ELECTRIC | COMPRESSOR ACOUSTIC HOOD - RD25KW | ACAC10035 | 741
APC BY SCHNEIDER ELECTRIC | HUMIDITY SENSOR - RD25KW | ACAC10036 | 322
APC BY SCHNEIDER ELECTRIC | DUPLICATE PSU (INDOOR) - RD25KW | ACAC10038 | 1690
APC BY SCHNEIDER ELECTRIC | (1) SITE INSPECTION VISIT FOR (1) GALAXY VS 100 TO 150KVA UPS | WSITEINSP-VS3-A150 | 3135
APC BY SCHNEIDER ELECTRIC | ADVANCED OPERATOR TRAINING FOR GALAXY VS | WAOT-VS1-00 | 7635
APC BY SCHNEIDER ELECTRIC | 2 YEAR ON-SITE WARRANTY EXT FOR (1) GALAXY VS 100 TO 150KVA UPS | WOE2YR-VS3-A150 | 12140
APC BY SCHNEIDER ELECTRIC | SCHEDULED ASSEMBLY SERVICE 5X8 FOR (1) ADDITIONAL GALAXY VS BATTERY FRAME. | WASSEMEXBAD-VSB-00 | 5310
APC BY SCHNEIDER ELECTRIC | GALAXY VS MAINTENANCE BYPASS CABINET WITH OUTPUT TRANSFORMER 150KW 480V IN, 208V | GVSBPOT150 | 48400
APC BY SCHNEIDER ELECTRIC | GALAXY VS 120KW 480V FOR EXTERNAL BATTERIES, START-UP 5X8 | GVSUPS120KGS | 68140
APC BY SCHNEIDER ELECTRIC | PRODUCT 3RD PARTY HARDWARE OTHER REPLACEMENT BATTERY CD UPS12490MR ON 2022-15435 | QWBATT-QMSC50121-NSUSD | 460.69
APC BY SCHNEIDER ELECTRIC | SCHEDULING UPGRADE TO 7X24 FOR MBRS | WUPGMBRS7X24-MB-00 | 742.5
APC BY SCHNEIDER ELECTRIC | ISX0001902104-0013 ON 2022-1562701-1 | ISX0001902104-0013 | 58984.79
APC BY SCHNEIDER ELECTRIC | SUBSCRIPTION, ECOSTRUXURE IT EXPERT, I YEAR, 1 NODE, REMOTE MONITORING AND MANAG | SFTWES1-DIGI | 85
APC BY SCHNEIDER ELECTRIC | MODULAR BATTERY REPLACEMENT SERVICE - (2) GVSBTH4 9AH FOR (1) GALAXY VS UPS OR G | WMBRS2-MB9-GVS | 11830
APC BY SCHNEIDER ELECTRIC | ECOSTRUXURE IT ADVISOR CAPACITY PERPETUAL LICENSE FOR 200 RACKS | SWDCO200RCAP-DIGI | 54000
APC BY SCHNEIDER ELECTRIC | ECOSTRUXURE IT EXPERT SUBSCRIPTION LICENSE FOR 500 NODES: 3 YEARS | SFTWES5003Y-DIGI | 64640
APC BY SCHNEIDER ELECTRIC | SCHEDULING UPGRADE TO 7X24 FOR MBRS | WUPGMBRS7X24-MB-00 | 2581.87
APC BY SCHNEIDER ELECTRIC | APC SMART-UPS 2200VA RM2U W/AUTO SENSE INPUT VOLTAGE 120V/230V IN 120V OUT | SMT2200R2X167 | 4885
APC BY SCHNEIDER ELECTRIC | GALAXY VS UPS 50KW 480V, 2 INTERNAL 9AH SMART MODULAR BATTERY STRINGS, EXPANDABL | GVSUPS50KB4GS | 52530
APC BY SCHNEIDER ELECTRIC | EASY UPS 3S HIGH CAPACITY BATTERY STRING 208V - VRLA BATTERIES,COMPATIBLE WITH E | E3SFBTH2 | 2385
APC BY SCHNEIDER ELECTRIC | EASY UPS 3S COLD START KIT 10-40 KVA 208V | E3SOPT014 | 319
APC BY SCHNEIDER ELECTRIC | EASY UPS 3 SERIES NETWORK CARD | E3SOPT001 | 345
APC BY SCHNEIDER ELECTRIC | EASY UPS 3S MAINTENANCE BYPASS PANEL, SINGLE UNIT, 10-20KVA 208V | E3SBPSU10K20F | 7110
APC BY SCHNEIDER ELECTRIC | EASY UPS 3S 15 KVA 208V 3:3 UPS FOR INTERNAL BATTERIES, START-UP 5X8 | E3SUPS15KFBS | 20070
APC BY SCHNEIDER ELECTRIC | EASY UPS 3S KIRK KEY KIT | E3SOPT015 | 1790
APC BY SCHNEIDER ELECTRIC | APC SMART-UPS SMTL TOWER MOUNTING STABILIZING FEET FOR SMART-UPS SMTL 750VA/1000 | SMTL2USF | 24.5
APC BY SCHNEIDER ELECTRIC | SMT750X93 - UPS - LINE-INTERACTIVE - 120 V - 500WATT - 750VA - NEMA 5-15P, 6 NEM | SMT750X93 | 1635
APC BY SCHNEIDER ELECTRIC | NETSHELTER SX3K 48U 600MM WIDE X 1200MM DEEP ENCLOSURE WITH SIDES BLACK | AR9307 | 5080
APC BY SCHNEIDER ELECTRIC | FAN 120MM 230VAC 95CFM ROHS SPARE PART ON 2022-1588492 | 0J-490-0111 | 174.24
APC BY SCHNEIDER ELECTRIC | FAN AC AXIAL 150X172MM - SPARE PART ON 2022-1588492 | 0J-490-0107SE | 320.4
APC BY SCHNEIDER ELECTRIC | ECOSTRUXURE IT ADVISOR & CAPACITY & CHANGE SAAS 100 RACKS 1 YEAR | SFTWITA100-DIGI | 27585
APC BY SCHNEIDER ELECTRIC | ECOSTRUXURE IT ADVISOR & CAPACITY & CHANGE SAAS 250 RACKS 1 YEAR | SFTWITA250-DIGI | 66510
APC BY SCHNEIDER ELECTRIC | ECOSTRUXURE IT ADVISOR & CAPACITY & CHANGE SAAS 1000 RACKS 1 YEAR | SFTWITA1000-DIGI | 223285
APC BY SCHNEIDER ELECTRIC | ECOSTRUXURE IT EXPERT REMOTE ALERTING SERVICE | WNSCESREALRT | 1685
APC BY SCHNEIDER ELECTRIC | ISX0002052876 ON OP-220330-11850686 | ISX0002052876 | 1788767.94
APC BY SCHNEIDER ELECTRIC | ISXD DESIGN 1 AND ISX DESIGN 2 FOR QUANTITY (16) RPPS ON OP-220330-11850759 | ISX0002053779 | 1645459.49
APC BY SCHNEIDER ELECTRIC | ISX0002053982-0002 ON 2022-1596460 | ISX0002053982-0002 | 325303.38
APC BY SCHNEIDER ELECTRIC | 1 YR ADVANTAGE ECOSTRUXURE ASSET ADVISOR PLUS PREDICT SRVC FOR (1) 1P UPS UP TO | WADV1PEAAPLUS | 522
APC BY SCHNEIDER ELECTRIC | START-UP SERVICE 5X8 FOR (1) GALAXY VS 20 TO 25KW UPS | WSTRTUP-VS2-A41 | 3040
APC BY SCHNEIDER ELECTRIC | ISX0002087400-0003 ON 2022-1602746 | ISX0002087400-0003 | 56375.26
APC BY SCHNEIDER ELECTRIC | ECOSTRUXURE CUSTOM SERVICES | WNSWDCIMCUSTOMH | 900
APC BY SCHNEIDER ELECTRIC | 1-2T518B7/1 FT. EUSTIS-DLS | WUPGMPRS7X24-MP-00 | 932.85
APC BY SCHNEIDER ELECTRIC | APC SMART-UPS SRT 2200VA RM 120V NETWORK CARD WITH 10FT INPUT CORD | SRT2K2RXLNX145 | 4680
APC BY SCHNEIDER ELECTRIC | (1) ADDITIONAL CONTRACT PM VISIT 5X8 FOR (1) GALAXY VS 100 TO 150KW UPS | WPMV-VS3-A150 | 2540
APC BY SCHNEIDER ELECTRIC | 1 YEAR ON-SITE WARRANTY EXT FOR (1) GALAXY VS 100 TO 150KVA UPS | WOE1YR-VS3-A150 | 6390
APC BY SCHNEIDER ELECTRIC | APC SMART-UPS, LINE INTERACTIVE, 700VA, TOWER, 120V, 8X NEMA 5-15R OUTLETS, SMAR | SMT700X167 | 2235
APC BY SCHNEIDER ELECTRIC | APC SMART-UPS MODULAR ULTRA 10KW SCALABLE TO 15KW N+1 REDUNDANT, RACKMOUNT, 208/ | SRYL10K15RMXLT | 45705
APC BY SCHNEIDER ELECTRIC | APC SMART-UPS MODULAR ULTRA EXTERNAL BATTERY PACK WITH 4 BATTERY MODULES RACKMOU | SRYLRMXBP | 15360
APC BY SCHNEIDER ELECTRIC | UPS BATTERY - LITHIUM-ION - 180 V - 5 YEARS - COMPATIBLE WITH BOTH SMART-UPS ULT | SRYLBM | 6695
APC BY SCHNEIDER ELECTRIC | APC BACKPLATE KIT W/ QTY. 3 L5-20R FOR SMART-UPS MODULAR ULTRA SRYL ON 2022-1622 | SRYLPD1 | 662
APC BY SCHNEIDER ELECTRIC | APC BACKPLATE KIT W/ QTY. 65-20R FOR SMART-UPS MODULAR ULTRA SRYL ON 2022-162256 | SRYLPD2 | 732
APC BY SCHNEIDER ELECTRIC | APC BACKPLATE KIT W/ QTY. 3 L6-30R FOR SMART-UPS MODULAR ULTRA SRYL ON 2022-1622 | SRYLPD5 | 789
APC BY SCHNEIDER ELECTRIC | APC BACKPLATE KIT W/ QTY. 3 L6-20R FOR SMART-UPS MODULAR ULTRA SRYL ON 2022-1622 | SRYLPD7 | 831
APC BY SCHNEIDER ELECTRIC | APC SMART-UPS 3000VA LCD RM 2U 230V WITH SMARTCONNECT ON 2022-1622765 | SMT3000RMI2UC | 2502
APC BY SCHNEIDER ELECTRIC | ASSEMBLY SERVICE FOR (1) GVS 20-25KVA | WASSEM-VS1-A25 | 5170
APC BY SCHNEIDER ELECTRIC | BVK750M2 - UPS - TOWER - LINE-INTERACTIVE - 120 V - 410WATT - 750VA - 4 NEMA 5-1 | BVK750M2 | 235
APC BY SCHNEIDER ELECTRIC | APC BACK UPS, 950VA/480W, TOWER, 120V, 6X NEMA 5-15R OUTLETS, USB TYPE A + C POR | BVK950M2 | 263
APC BY SCHNEIDER ELECTRIC | BVK1200M2 - APC BACK UPS, 1200VA/650W, TOWER, 120V, 8X NEMA 5-15R OUTLETS, USB T | BVK1200M2 | 304
APC BY SCHNEIDER ELECTRIC | SCHEDULING UPGRADE TO 7X24 FOR MPRS | WUPGMPRS7X24-MP-00 | 1186.65
APC BY SCHNEIDER ELECTRIC | ISX0002073994-0012 ON 2022-1622641-1 | ISX0002073994-0012 | 311918.46
APC BY SCHNEIDER ELECTRIC | SMART-UPS X - UPS - RACK-MOUNTABLE - LINE-INTERACTIVE - 120 V - 900WATT - NEMA 5 | SMX1000CNC | 2420
APC BY SCHNEIDER ELECTRIC | APC SMARTUPS INDUSTRIAL 2000VA / 1800W, 120VAC IN/OUT RM CONFORMAL COATED | XU2K0LLXXRCC | 7965
APC BY SCHNEIDER ELECTRIC | SMT1500X93 - UPS - LINE-INTERACTIVE - 120 V - 1000WATT - 1440VA - USB - INPUT NE | SMT1500X93 | 2410
APC BY SCHNEIDER ELECTRIC | SMT1500RMX93 - UPS - RACK-MOUNTABLE - LINE-INTERACTIVE - 120 V - 1000WATT - 1440 | SMT1500RMX93 | 2575
APC BY SCHNEIDER ELECTRIC | NETSHELTER SX 24U 600MM WIDE X 1070MM DEEP ENCLOSURE - 1250 LBS. SHOCK PACKAGING | AR3104SP1X963 | 3735
APC BY SCHNEIDER ELECTRIC | 5X8 SCHEDULED ASSEMBLY SERVICE FOR (1) RACK | WASSEM5X8-RK-01 | 5250
APC BY SCHNEIDER ELECTRIC | GALAXY VS UPS 20KW 208V WITH N+1 POWER MODULE FOR EXTERNAL BATTERIES, START-UP 5 | GVSUPS20KRFS | 43585
APC BY SCHNEIDER ELECTRIC | (1) YEAR ADVANTAGE ULTRA SERVICE PLAN FOR (1) GALAXY 3500 OR SUVT 10-15 KVA UPS | WADVULTRAM-G3-21 | 6425
APC BY SCHNEIDER ELECTRIC | DIGITAL LICENSE, POWERCHUTE NETWORK SHUTDOWN FOR VIRTUALIZATION AND HCI, 5 YEAR | SWPCNS5Y-DIGI | 800
APC BY SCHNEIDER ELECTRIC | APC SMART-UPS MODULAR ULTRA 15KW SCALABLE TO 15KW N+1 REDUNDANT, RACKMOUNT, 208/ | SRYL15K15RMXLT | 56990
APC BY SCHNEIDER ELECTRIC | SCHEDULING UPGRADE TO 7X24 FOR MPRS | WUPGMPRS7X24-MP-00 | 877.5
APC BY SCHNEIDER ELECTRIC | APC SMART-UPS MODULAR ULTRA 5KW SCALABLE TO 15KW N+1 REDUNDANT, RACKMOUNT, 208/2 | SRYL5K15RMXLT | 34785
APC BY SCHNEIDER ELECTRIC | AP4432A - POWER DISTRIBUTION UNIT - 2U - 180-220 V - 16X IEC 60320 C13 12 A 2P+E | AP4432A | 3165
APC BY SCHNEIDER ELECTRIC | ISX0002113082-0001 ON 2022-1659764 | ISX0002113082-0001 | 170378.37
APC BY SCHNEIDER ELECTRIC | ISX0002113106-0008 ON 2023-1851940 | ISX0002113106-0008 | 139050
APC BY SCHNEIDER ELECTRIC | APC NETSHELTER RACK AUTOMATIC TRANSFER SWITCH, 1U, 15A, 100/120V, 5-15 IN, 10 5- | AP4450A | 2115
APC BY SCHNEIDER ELECTRIC | SCHEDULING UPGRADE TO 7X24 FOR MBRS | WUPGMBRS7X24-MB-00 | 702
APC BY SCHNEIDER ELECTRIC | 1 YR ON-SITE (OUT OF FACTORY WTY) IT EXPERT ENABLED DISPATCH SERVICE | WITEDS1YROFW-SP-03 | 467
APC BY SCHNEIDER ELECTRIC | ISX0002115887-0007 ON 2022-1670510 | ISX0002115887-0007 | 311707.2
APC BY SCHNEIDER ELECTRIC | APC SERVICE BYPASS UNIT FOR SRYL, 200/208/230/240V, 125A, MBB, HARDWIRE INPUT/OU | SRYLSBP20KP | 7930
APC BY SCHNEIDER ELECTRIC | NETSHELTER SX 48U 800MM WIDE X 1200MM DEEP ENCLOSURE WITH SIDES BLACK | AR3387 | 6890
APC BY SCHNEIDER ELECTRIC | POWER DISTRIBUTION UNIT - 1U - 108-132V - 10 NEMA 5-20R 16 A 2P + E - 20A - 2 YE | AP4452A | 2350
APC BY SCHNEIDER ELECTRIC | SMT1500IC - UPS - TOWER - LINE-INTERACTIVE - 230V - 1000WATT - 1500VA - 8 IEC 32 | SMT1500IC | 1353.53
APC BY SCHNEIDER ELECTRIC | ISX0002122157-0001 ON 2022-1679628 | ISX0002122157-0001 | 60708.6
APC BY SCHNEIDER ELECTRIC | REVITALIZATION SERVICE FOR (1) SYMMETRA PX250-500 FRAME FOR 3RD PARTY BATTS OR M | WMPRSMBPB-MBP-01 | 2150
APC BY SCHNEIDER ELECTRIC | MODULAR UPS REVITALIZATION SERVICE FOR (1) SYMMETRA PX500 11X SYPM25KD, MBP AND | WMPRS511-MP-511 | 184930
APC BY SCHNEIDER ELECTRIC | APC NETSHELTER RACK AUTOMATIC TRANSFER SWITCH 1U 12A 208V C14 IN 12 C13 OUT 50/6 | AP4433A | 2420
APC BY SCHNEIDER ELECTRIC | AP4421A - APC NETSHELTER RACK AUTOMATIC TRANSFER SWITCH - 1U - INPUT 230 V AC 1 | AP4421A | 2420
APC BY SCHNEIDER ELECTRIC | SF 20X6X10 EDGE MICRO DC SOLUTION | NSYSFRSEDC206100 | 2252.88
APC BY SCHNEIDER ELECTRIC | APC NETSHELTER RACK AUTOMATIC TRANSFER SWITCH, 1U, 20 A, 208V, 2 C20 IN, 8 C13, | AP4434A | 2485
APC BY SCHNEIDER ELECTRIC | INROW DX 300MM 30KW INDOOR UNIT, 200-240V, HUMIDIFIER & REHEAT, CE/UL | ACRD301P | 27745
APC BY SCHNEIDER ELECTRIC | BACK UPS PRO BR 900VA, 6 OUTLETS, AVR, LCD INTERFACE ON 2022-1697087 | BR900MI | 394.36
APC BY SCHNEIDER ELECTRIC | (1) ADDITIONAL CONTRACT PM VISIT 5X8 FOR (1) GALAXY VS 60 TO 80KW UPS | WPMV-VS3-A75 | 2415
APC BY SCHNEIDER ELECTRIC | (1) YR ADVANTAGE ULTRA SERVICE PLAN FOR (1) GALAXY VS 60 TO 80KVA UPS | WADVULTRA-VS3-A75 | 10945
APC BY SCHNEIDER ELECTRIC | DIGITAL LICENSE, ADV 3Y PLAN, 1 DEVICE, REMOTE UPS REBOOT FOR POWER-CYCLING OF I | ERWPLUS1-3Y-DIGI | 173
APC BY SCHNEIDER ELECTRIC | NET SHELTER CX BOLT DOWN KIT, 2ND GEN. | AR4604 | 108
APC BY SCHNEIDER ELECTRIC | SCHEDULING UPGRADE TO 7X24 FOR MBRS | WUPGMBRS7X24-MB-00 | 1964.25
APC BY SCHNEIDER ELECTRIC | SCHEDULING UPGRADE TO 7X24 FOR MPRS | WUPGMPRS7X24-MP-00 | 1194.75
APC BY SCHNEIDER ELECTRIC | SCHEDULING UPGRADE TO 7X24 FOR MBRS | WUPGMBRS7X24-MB-00 | 681.75
APC BY SCHNEIDER ELECTRIC | AP4453A - POWER DISTRIBUTION UNIT - 2U - 120 V AC - INPUT CONNECTOR(S) NEMA L5-3 | AP4453A | 3165
APC BY SCHNEIDER ELECTRIC | (1) PREVENTIVE MAINTENANCE SVC. FOR (1) CABINET LI-ION BATT. SOL.POP: 01/13/2029 | WLBPMV-LB-01 | 3095
APC BY SCHNEIDER ELECTRIC | APC SMART-UPS MODULAR ULTRA, 5 KW POWER MODULE, 208V | SRYL5KPMT | 9195
APC BY SCHNEIDER ELECTRIC | DATA CENTER EXPERT 500 NODE SUBSCRIPTION LICENSE | SFTWIF500N-DIGI | 9715
APC BY SCHNEIDER ELECTRIC | FILTERFAN 300M3/H 230V IP54 | NSYCVF300M230PF | 317
APC BY SCHNEIDER ELECTRIC | APC SMART-UPS MODULAR ULTRA EXTERNAL BATTERY FRAME, RACKMOUNT | SRYLFXBPRM4 | 9210
APC BY SCHNEIDER ELECTRIC | SCHEDULING UPGRADE TO 7X24 FOR MBRS | WUPGMBRS7X24-MB-00 | 484.31
APC BY SCHNEIDER ELECTRIC | RACK ATS, 230V, 16A, C20 IN, (8) C13 (1) C19 OUT | AP4423A | 2485
APC BY SCHNEIDER ELECTRIC | RACK ATS, 200-208V, 20A, L6-20 IN, (8) C13 (1) C19 OUT | AP4430A | 2485
APC BY SCHNEIDER ELECTRIC | SCHEDULING UPGRADE TO 7X24 FOR MPRS | WUPGMPRS7X24-MP-00 | 1030.9
APC BY SCHNEIDER ELECTRIC | (1) ADDITIONAL CONTRACT PM VISIT 5X8 FOR (1) GALAXY VS 60KVA UPS | WPMV-VS2-A60 | 2165
APC BY SCHNEIDER ELECTRIC | ECOSTRUXURE IT ADVISOR & CAPACITY & CHANGE SAAS 50 RACKS 1 YEAR | SFTWITA50-DIGI | 17715
APC BY SCHNEIDER ELECTRIC | APC SMART-UPS ULTRA ON LINE SRTL 5KVA RM ISOLATION/STEP-DOWN TRANSFORMER | SRTL5KRMTF | 2075
APC BY SCHNEIDER ELECTRIC | 5X8 SCHEDULED ASSEMBLY SERVICE FOR (2) RACKS | WASSEM5X8-RK-02 | 5910
APC BY SCHNEIDER ELECTRIC | 5X8 SCHEDULED ASSEMBLY SERVICE FOR (3) RACKS | WASSEM5X8-RK-03 | 6565
APC BY SCHNEIDER ELECTRIC | 5X8 SCHEDULED ASSEMBLY SERVICE FOR (4) RACKS | WASSEM5X8-RK-04 | 7215
APC BY SCHNEIDER ELECTRIC | 5X8 SCHEDULED ASSEMBLY SERVICE FOR (5) RACKS | WASSEM5X8-RK-05 | 7870
APC BY SCHNEIDER ELECTRIC | GALAXY VS 150KW 480V FOR EXTERNAL BATTERIES, START-UP 5X8 | GVSUPS150KGS | 80060
APC BY SCHNEIDER ELECTRIC | APC NETSHELTER RACK AUTOMATIC TRANSFER SWITCH, 2U, 30A, 208V, 2 L6-30P IN, 1 L6- | AP4431A | 3030
APC BY SCHNEIDER ELECTRIC | ISX0002081653-0006 ON 2022-1736168 | ISX0002081653-0006 | 19837.43
APC BY SCHNEIDER ELECTRIC | GALAXY VS UPS 25KW 208V WITH N+1 POWER MODULE FOR EXTERNAL BATTERIES, START-UP 5 | GVSUPS25KRFS | 44975
APC BY SCHNEIDER ELECTRIC | SCHEDULING UPGRADE TO 7X24 FOR MBRS | WUPGMBRS7X24-MB-00 | 472.5
APC BY SCHNEIDER ELECTRIC | PUMP - DP CONTROL, 208-230V, 50/60HZ | ACAC10061 | 7610
APC BY SCHNEIDER ELECTRIC | APC SMART-UPS X, LINE INTERACTIVE, 2000VA, RACK/TOWER 2U, 100V-127V, 3X 5-15R+3X | SMX2KR2UX145 | 3120
APC BY SCHNEIDER ELECTRIC | APC SMART_UPS WITH SMARTCONNECT 1500VA RN 1U 120V | SMT1500RM1UC | 1990
APC BY SCHNEIDER ELECTRIC | NETSHELTER RACK PDU 10000 TEMPERATURE & HUMIDITY SENSOR | APDU1335TH | 332
APC BY SCHNEIDER ELECTRIC | NETSHELTER RACK PDU 10000 TEMPERATURE SENSOR | APDU1335T | 209
APC BY SCHNEIDER ELECTRIC | ASSEMBLY SERVICE FOR (1) GVS 40KVA | WASSEM-VS1-A40 | 5170
APC BY SCHNEIDER ELECTRIC | DATA CENTER EXPERT: 1 YEAR BASIC HARDWARE SUPPORT | WMS1YRHWBASIC-DIGI | 386
APC BY SCHNEIDER ELECTRIC | SCHEDULING UPGRADE TO 7X24 FOR MPRS | WUPGMPRS7X24-MP-00 | 849.15
APC BY SCHNEIDER ELECTRIC | 1 YEAR ADVANTAGE ULTRA SERVICE PLAN FOR 1 DX UNISPLIT CEILING OR WALL MOUNT UNIT | WADVULTRA-UF-47 | 10840
APC BY SCHNEIDER ELECTRIC | SUBSCRIPTION, ECOSTRUXURE IT SMARTCONNECT, ADVANCED 1Y PLAN, 1 DEVICE, REMOTE UP | ERWPLUS1-1Y-DIGI | 74
APC BY SCHNEIDER ELECTRIC | SUBSCRIPTION, ECOSTRUXURE IT SMARTCONNECT, STANDARD 3Y PLAN, 1 DEVICE, REMOTE UP | ERWPMON1-3Y-DIGI | 77
APC BY SCHNEIDER ELECTRIC | SUBSCRIPTION, ECOSTRUXURE IT SMARTCONNECT, STANDARD 1Y PLAN, 1 DEVICE, REMOTE UP | ERWPMON1-1Y-DIGI | 35
APC BY SCHNEIDER ELECTRIC | ISX0002153761-0002 ON 2022-1750940 | ISX0002153761-0002 | 48629.02
APC BY SCHNEIDER ELECTRIC | SCHEDULING UPGRADE TO 7X24 FOR MPRS UP TO 40 KVA UPS | WUPGMPRS7X24-MP-01 | 1665
APC BY SCHNEIDER ELECTRIC | (1) YR ADVANTAGE PLUS SERVICE PLAN FOR (1) GALAXY VS 20 TO 25KVA UPS | WADVPLUS-VS1-A25 | 4550
APC BY SCHNEIDER ELECTRIC | ISX0002157352-0006 ON 2022-1753214 | ISX0002157352-0006 | 48491.26
APC BY SCHNEIDER ELECTRIC | MODULAR BATTERY REPLACEMENT SERVICE - (3) GVSBTH4 9AH FOR (1) GALAXY VS UPS OR G | WMBRS3-MB9-GVS | 16105
APC BY SCHNEIDER ELECTRIC | APC SMART-UPS MODULAR ULTRA, ON-LINE, 20KW SCALABLE TO 20KW N+1, LITHIUM-ION, RA | SRYL20K20RMXLT | 73340
APC BY SCHNEIDER ELECTRIC | 1 YR ON-SITE (OUT OF FACTORY WTY) IT EXPERT ENABLED DISPATCH SERVICE | WITEDS1YROFW-SP-05 | 726
APC BY SCHNEIDER ELECTRIC | SCHEDULING UPGRADE TO 7X24 FOR MPRS | WUPGMPRS7X24-MP-00 | 1220.5
APC BY SCHNEIDER ELECTRIC | ISX0002122157-0002 ON 2023-1767238-1 | ISX0002122157-0002 | 63982.87
APC BY SCHNEIDER ELECTRIC | MODULAR BATTERY REPLACEMENT SERVICE - (4) GVSBTH4 9AH FOR (1) GALAXY VS UPS OR G | WMBRS4-MB9-GVS | 20675
APC BY SCHNEIDER ELECTRIC | NETSHELTER RACK PDU 10000 TEMPERATURE (QTY 3) & HUMIDITY SENSOR | APDU1335T3H | 369
APC BY SCHNEIDER ELECTRIC | (1) YR ADVANTAGE ULTRA SERVICE PLAN FOR (1) GALAXY VS 50KW 400 OR 480V UPS | WADVULTRA-VS1-A50 | 8670
APC BY SCHNEIDER ELECTRIC | NETBOTZ REMOTE CONFIG | WNSC16 | 4975
APC BY SCHNEIDER ELECTRIC | ISX0001672287-0046 ON 2020-1013573 | ISX0002166414-0002 | 27529.85
APC BY SCHNEIDER ELECTRIC | SCL500RM1U - APC SMART-UPS, LINE INTERACTIVE, 500VA, LITHIUM-ION, RACKMOUNT 1U, | SCL500RM1U | 764
APC BY SCHNEIDER ELECTRIC | ISX0002038164-0002 ON 2023-1841965 | ISX0002038164-0002 | 248542.48
APC BY SCHNEIDER ELECTRIC | ECOSTRUXURE IT ADVISOR CHANGE PERPETUAL LICENSE FOR 100 RACKS | SWDCO100RCHG-DIGI | 36000
APC BY SCHNEIDER ELECTRIC | 1 YR ON-SITE UPG TO FACTORY WTY FOR ACCESSORIES WITH IT EXPERT ENABLED DISPATCH | WITEDS1YR-AC-01 | 110
APC BY SCHNEIDER ELECTRIC | (1) YR ADVANTAGE ULTRA SERVICE PLAN FOR (1) GALAXY VS 60KW UPS | WADVULTRA-VS2-A60 | 9320
APC BY SCHNEIDER ELECTRIC | ISX0002171298-0003 ON 2023-1788069 | ISX0002171298-0003 | 47821.46
APC BY SCHNEIDER ELECTRIC | ISX0002171294-0005 ON 2023-1788083 | ISX0002171294-0005 | 49664.91
APC BY SCHNEIDER ELECTRIC | APC IT POWER DISTRIBUTION CABLE SPLITTER 5 WIRE 20A 240V IEC309UL TO 3XC19 | PDX520IEC309L-3C19 | 737
APC BY SCHNEIDER ELECTRIC | SCHEDULING UPGRADE TO 7X24 FOR MBRS | WUPGMBRS7X24-MB-00 | 1147.5
APC BY SCHNEIDER ELECTRIC | 1 YR SERVICE COVERAGE WITH MONITORING & DISPATCH FOR LI-ION SMART-UPS L12 | WMD1YOSNBD-SPL-12 | 182
APC BY SCHNEIDER ELECTRIC | GALAXY VS 4TH BREAKER KIT FOR 77.6IN TALL MAINTENANCE BYPASS CABINET | GVSOPT031 | 3830
APC BY SCHNEIDER ELECTRIC | SCHEDULING UPGRADE TO 7X24 FOR MBRS FOR 501 KVA OR GREATER | WUPGMBRS7X24-LX-04 | 1540
APC BY SCHNEIDER ELECTRIC | SCHEDULING UPGRADE TO 7X24 FOR MBRS UP TO 40 KVA UPS | WUPGMBRS7X24-LX-01 | 684
APC BY SCHNEIDER ELECTRIC | APC BACKPLATE KIT WITH 3X NEMA L5-30R OUTLETS FOR SMART-UPS MODULAR ULTRA | SRYLPD3 | 761
APC BY SCHNEIDER ELECTRIC | (1) ADDITIONAL CONTRACT PM VISIT 5X8 FOR (1) GALAXY VS 40KW UPS | WPMV-VS1-A40 | 2040
APC BY SCHNEIDER ELECTRIC | NETSHELTER SX 42U 700MM WIDE X 1070MM DEEP ENCLOSURE WITH SIDES BLACK | AR3130 | 4255
APC BY SCHNEIDER ELECTRIC | ECOSTRUXURE IT ADVISOR & CAPACITY SAAS 10 RACKS 1 YEAR | SFTWCA10-DIGI | 2340
APC BY SCHNEIDER ELECTRIC | ISX0002177600-0001-EC ON 2023-1800454 | ISX0002177600-0001-EC | 31355.8
APC BY SCHNEIDER ELECTRIC | START-UP SERVICE 5X8 FOR (1) GALAXY VS 100 TO 150KVA UPS | WSTRTUP-VS3-A150 | 3865
APC BY SCHNEIDER ELECTRIC | ASSEMBLY SERVICE FOR (1) GVS 120-150KVA | WASSEM-VS3-A150 | 8615
APC BY SCHNEIDER ELECTRIC | ISX0002175304-0001 ON 2023-1836469-STANDARD | ISX0002175304-0001 | 250729.48
APC BY SCHNEIDER ELECTRIC | 3 YEAR ECOCARE FOR SINGLE-PHASE UPS UPGRADE TO FACTORY WARRANTY | ECO1PH3YFW06 | 2900
APC BY SCHNEIDER ELECTRIC | 1 YEAR ECOCARE FOR SINGLE-PHASE UPS UPGRADE TO FACTORY WARRANTY | ECO1PH1YFW05 | 535
APC BY SCHNEIDER ELECTRIC | SC500RM1U APC SMART-UPS, LINE INTERACTIVE, 500VA, RACKMOUNT 1U, 120V, 4X NEMA 5 | SC500RM1U | 611
APC BY SCHNEIDER ELECTRIC | GALAXY VS UPS TAA COMPLIANT 60KW 480V FOR EXTERNAL BATTERIES, START-UP 5X8 | GVSUPS60KGSUS | 54315
APC BY SCHNEIDER ELECTRIC | ISX0002085668-0010 ON 2022-1732530-1 | ISX0002085668-0010 | 610546.25
APC BY SCHNEIDER ELECTRIC | ISX0002170012-0010 ON 2023-1798015-1 | ISX0002170012-0010 | 137461.35
APC BY SCHNEIDER ELECTRIC | 1 YEAR ECOCARE FOR SINGLE-PHASE UPS FOR ACCESSORIES ON 2023-1810930 | ECO1PH1YAC02 | 188
APC BY SCHNEIDER ELECTRIC | 5 YEAR ECOCARE FOR SINGLE-PHASE UPS MEMBERSHIP | ECO1PH5YFW05 | 5195
APC BY SCHNEIDER ELECTRIC | SCHEDULING UPGRADE TO 7X24 FOR MPRS | WUPGMPRS7X24-MP-00 | 2823.48
APC BY SCHNEIDER ELECTRIC | MODULAR UPS REVITALIZATION SERVICE FOR (1) SYMMETRA PX500 12X SYPM25KD, MBP AND | WMPRS512-MP-512 | 204915
APC BY SCHNEIDER ELECTRIC | SCHEDULING UPGRADE TO 7X24 FOR MPRS | WUPGMPRS7X24-MP-00 | 1957.5
APC BY SCHNEIDER ELECTRIC | NETBOTZ RACK ACCESS POD 175 (POD, 13.56 MHZ HANDLES, AND DOOR CONTACTS FOR APC S | NBPD1356 | 2105
APC BY SCHNEIDER ELECTRIC | 1 YEAR ECOCARE FOR SINGLE-PHASE UPS FOR OUT OF FACTORY WARRANTY LITHIUM-ION UPS | ECO1PH1YOFWLI13 | 846
APC BY SCHNEIDER ELECTRIC | SCHEDULING UPGRADE TO 7X24 FOR MBRS UP TO 40 KVA UPS | WUPGMBRS7X24-PX-01 | 841
APC BY SCHNEIDER ELECTRIC | GALAXY VS UPS 15KW 400V, 1 INTERNAL 9AH SMART MODULAR BATTERY STRING, EXPANDABLE | GVSUPS15KB4HS | 33840
APC BY SCHNEIDER ELECTRIC | DATA CENTER EXPERT: 3 YEAR VIRTUAL SOFTWARE SUPPORT / WV19046LWH4N ON 2023-18113 | WMS3YROVM-DIGI | 899
APC BY SCHNEIDER ELECTRIC | ISX0002152636-0003 ON 2023-1817991 | ISX0002152636-0003 | 180897.11
APC BY SCHNEIDER ELECTRIC | APC SRYL5K20RMXLT SMART-UPS MODULAR ULTRA ON-LINE 5KW 9U RACKMOUNT, SCALABLE TO | SRYL5K20RMXLT | 35080
APC BY SCHNEIDER ELECTRIC | APC SRYL10K20RMXLT SMART-UPS MODULAR ULTRA ON-LINE 10KW 9U RACKMOUNT, SCALABLE T | SRYL10K20RMXLT | 45960
APC BY SCHNEIDER ELECTRIC | APC SRYL15K20RMXLT SMART-UPS MODULAR ULTRA ON-LINE 15KW 9U RACKMOUNT, SCALABLE T | SRYL15K20RMXLT | 56840
APC BY SCHNEIDER ELECTRIC | 1 YEAR ECOCARE FOR SINGLE-PHASE UPS FOR OUT OF FACTORY WARRANTY UPS | ECO1PH1YOFW02 | 396
APC BY SCHNEIDER ELECTRIC | 5 YEAR ECOCARE FOR SINGLE-PHASE UPS MEMBERSHIP | ECO1PH5YFW02 | 1295
APC BY SCHNEIDER ELECTRIC | 5 YEAR ECOCARE FOR SINGLE-PHASE UPS MEMBERSHIP FOR LITHIUM-ION UPS | ECO1PH5YFWLI13 | 1290
APC BY SCHNEIDER ELECTRIC | 1 YEAR ECOCARE FOR SINGLE-PHASE UPS FOR OUT OF FACTORY WARRANTY UPS | ECO1PH1YOFW05 | 1340
APC BY SCHNEIDER ELECTRIC | 1 YEAR ECOCARE FOR SINGLE-PHASE UPS UPGRADE TO FACTORY WARRANTY FOR LITHIUM-ION | ECO1PH1YFWLI14 | 459
APC BY SCHNEIDER ELECTRIC | 3 YEAR ECOCARE FOR SINGLE-PHASE UPS UPGRADE TO FACTORY WARRANTY | ECO1PH3YFW04 | 1365
APC BY SCHNEIDER ELECTRIC | SCHEDULING UPGRADE TO 7X24 FOR MBRS | WUPGMBRS7X24-MB-00 | 795.15
APC BY SCHNEIDER ELECTRIC | ISX0002152636-0003 ON 2023-1830409 | ISX0002152636-0003 | 204172.6
APC BY SCHNEIDER ELECTRIC | ISX0002056313 ON 2023-1831373 | ISX0002056313 | 566879.44
APC BY SCHNEIDER ELECTRIC | APC SMART-UPS SRTL 5KVA TOWER 208V TO 120V 2U STEP-DOWN TRANSFORMER | SRTL5KRM2UT-5KTF | 18715
APC BY SCHNEIDER ELECTRIC | 5 YEAR ECOCARE FOR SINGLE-PHASE UPS MEMBERSHIP FOR LITHIUM-ION UPS | ECO1PH5YFWLI14 | 2060
APC BY SCHNEIDER ELECTRIC | 1 YEAR ECOCARE FOR SINGLE-PHASE UPS FOR ACCESSORIES | ECO1PH1YAC01 | 188
APC BY SCHNEIDER ELECTRIC | 1 YEAR ECOCARE FOR SINGLE-PHASE UPS FOR ACCESSORIES | ECO1PH1YAC03 | 240
APC BY SCHNEIDER ELECTRIC | 1 YEAR ECOCARE FOR SINGLE-PHASE UPS FOR ACCESSORIES | ECO1PH1YAC04 | 423
APC BY SCHNEIDER ELECTRIC | 1 YEAR ECOCARE FOR SINGLE-PHASE UPS UPGRADE TO FACTORY WARRANTY | ECO1PH1YFW02 | 204
APC BY SCHNEIDER ELECTRIC | 1 YEAR ECOCARE FOR SINGLE-PHASE UPS UPGRADE TO FACTORY WARRANTY | ECO1PH1YFW03 | 263
APC BY SCHNEIDER ELECTRIC | 1 YEAR ECOCARE FOR SINGLE-PHASE UPS UPGRADE TO FACTORY WARRANTY | ECO1PH1YFW04 | 468
APC BY SCHNEIDER ELECTRIC | 1 YEAR ECOCARE FOR SINGLE-PHASE UPS UPGRADE TO FACTORY WARRANTY | ECO1PH1YFW08 | 1350
APC BY SCHNEIDER ELECTRIC | 1 YEAR IT EXPERT ENABLED ECOCARE FOR SINGLE-PHASE UPS UPGRADE TO FACTORY WARRANT | ECO1PH1YFWITE02 | 144
APC BY SCHNEIDER ELECTRIC | 1 YEAR IT EXPERT ENABLED ECOCARE FOR SINGLE-PHASE UPS UPGRADE TO FACTORY WARRANT | ECO1PH1YFWITE03 | 188
APC BY SCHNEIDER ELECTRIC | 1 YEAR IT EXPERT ENABLED ECOCARE FOR SINGLE-PHASE UPS UPGRADE TO FACTORY WARRANT | ECO1PH1YFWITE04 | 328
APC BY SCHNEIDER ELECTRIC | 1 YEAR IT EXPERT ENABLED ECOCARE FOR SINGLE-PHASE UPS UPGRADE TO FACTORY WARRANT | ECO1PH1YFWITE07 | 904
APC BY SCHNEIDER ELECTRIC | 1 YEAR IT EXPERT ENABLED ECOCARE FOR SINGLE-PHASE UPS UPGRADE TO FACTORY WARRANT | ECO1PH1YFWITE08 | 944
APC BY SCHNEIDER ELECTRIC | 1 YEAR IT EXPERT ENABLED ECOCARE FOR SINGLE-PHASE UPS UPGRADE TO FACTORY WARRANT | ECO1PH1YFWITELI12 | 162
APC BY SCHNEIDER ELECTRIC | 1 YEAR IT EXPERT ENABLED ECOCARE FOR SINGLE-PHASE UPS UPGRADE TO FACTORY WARRANT | ECO1PH1YFWITELI13 | 209
APC BY SCHNEIDER ELECTRIC | 1 YEAR IT EXPERT ENABLED ECOCARE FOR SINGLE-PHASE UPS UPGRADE TO FACTORY WARRANT | ECO1PH1YFWITELI14 | 369
APC BY SCHNEIDER ELECTRIC | 1 YEAR IT EXPERT ENABLED ECOCARE FOR SINGLE-PHASE UPS UPGRADE TO FACTORY WARRANT | ECO1PH1YFWITELI15 | 656
APC BY SCHNEIDER ELECTRIC | 1 YEAR IT EXPERT ENABLED ECOCARE FOR SINGLE-PHASE UPS UPGRADE TO FACTORY WARRANT | ECO1PH1YFWITELI16 | 765
APC BY SCHNEIDER ELECTRIC | 1 YEAR IT EXPERT ENABLED ECOCARE FOR SINGLE-PHASE UPS UPGRADE TO FACTORY WARRANT | ECO1PH1YFWITELI17 | 917
APC BY SCHNEIDER ELECTRIC | 1 YEAR IT EXPERT ENABLED ECOCARE FOR SINGLE-PHASE UPS UPGRADE TO FACTORY WARRANT | ECO1PH1YFWITELI18 | 956
APC BY SCHNEIDER ELECTRIC | 1 YEAR ECOCARE FOR SINGLE-PHASE UPS UPGRADE TO FACTORY WARRANTY FOR LITHIUM-ION | ECO1PH1YFWLI12 | 269
APC BY SCHNEIDER ELECTRIC | 1 YEAR ECOCARE FOR SINGLE-PHASE UPS UPGRADE TO FACTORY WARRANTY FOR LITHIUM-ION | ECO1PH1YFWLI13 | 288
APC BY SCHNEIDER ELECTRIC | 1 YEAR ECOCARE FOR SINGLE-PHASE UPS UPGRADE TO FACTORY WARRANTY FOR LITHIUM-ION | ECO1PH1YFWLI17 | 1310
APC BY SCHNEIDER ELECTRIC | 1 YEAR ECOCARE FOR SINGLE-PHASE UPS UPGRADE TO FACTORY WARRANTY FOR LITHIUM-ION | ECO1PH1YFWLI18 | 1370
APC BY SCHNEIDER ELECTRIC | 1 YEAR ECOCARE FOR SINGLE-PHASE UPS FOR OUT OF FACTORY WARRANTY UPS | ECO1PH1YOFW03 | 479
APC BY SCHNEIDER ELECTRIC | 1 YEAR ECOCARE FOR SINGLE-PHASE UPS FOR OUT OF FACTORY WARRANTY UPS | ECO1PH1YOFW04 | 913
APC BY SCHNEIDER ELECTRIC | 1 YEAR ECOCARE FOR SINGLE-PHASE UPS FOR OUT OF FACTORY WARRANTY UPS | ECO1PH1YOFW07 | 4190
APC BY SCHNEIDER ELECTRIC | 1 YEAR IT EXPERT ENABLED ECOCARE FOR SINGLE-PHASE UPS FOR OUT OF FACTORY WARRANT | ECO1PH1YOFWITE02 | 278
APC BY SCHNEIDER ELECTRIC | 1 YEAR IT EXPERT ENABLED ECOCARE FOR SINGLE-PHASE UPS FOR OUT OF FACTORY WARRANT | ECO1PH1YOFWITE03 | 337
APC BY SCHNEIDER ELECTRIC | 1 YEAR IT EXPERT ENABLED ECOCARE FOR SINGLE-PHASE UPS FOR OUT OF FACTORY WARRANT | ECO1PH1YOFWITE04 | 733
APC BY SCHNEIDER ELECTRIC | 1 YEAR IT EXPERT ENABLED ECOCARE FOR SINGLE-PHASE UPS FOR OUT OF FACTORY WARRANT | ECO1PH1YOFWITE08 | 3610
APC BY SCHNEIDER ELECTRIC | 1 YEAR ECOCARE FOR SINGLE-PHASE UPS FOR OUT OF FACTORY WARRANTY LITHIUM-ION UPS | ECO1PH1YOFWLI12 | 742
APC BY SCHNEIDER ELECTRIC | 1 YEAR ECOCARE FOR SINGLE-PHASE UPS FOR OUT OF FACTORY WARRANTY LITHIUM-ION UPS | ECO1PH1YOFWLI14 | 1395
APC BY SCHNEIDER ELECTRIC | 1 YEAR ECOCARE FOR SINGLE-PHASE UPS FOR OUT OF FACTORY WARRANTY LITHIUM-ION UPS | ECO1PH1YOFWLI15 | 1810
APC BY SCHNEIDER ELECTRIC | 1 YEAR ECOCARE FOR SINGLE-PHASE UPS FOR OUT OF FACTORY WARRANTY LITHIUM-ION UPS | ECO1PH1YOFWLI17 | 5050
APC BY SCHNEIDER ELECTRIC | 1 YEAR ECOCARE FOR SINGLE-PHASE UPS FOR OUT OF FACTORY WARRANTY LITHIUM-ION UPS | ECO1PH1YOFWLI18 | 6210
APC BY SCHNEIDER ELECTRIC | 1 YEAR IT EXPERT ENABLED ECOCARE FOR SINGLE-PHASE UPS FOR OUT OF FACTORY WARRANT | ECO1PH1YOWITELI12 | 519
APC BY SCHNEIDER ELECTRIC | 1 YEAR IT EXPERT ENABLED ECOCARE FOR SINGLE-PHASE UPS FOR OUT OF FACTORY WARRANT | ECO1PH1YOWITELI13 | 593
APC BY SCHNEIDER ELECTRIC | 1 YEAR IT EXPERT ENABLED ECOCARE FOR SINGLE-PHASE UPS FOR OUT OF FACTORY WARRANT | ECO1PH1YOWITELI14 | 978
APC BY SCHNEIDER ELECTRIC | 1 YEAR IT EXPERT ENABLED ECOCARE FOR SINGLE-PHASE UPS FOR OUT OF FACTORY WARRANT | ECO1PH1YOWITELI15 | 1265
APC BY SCHNEIDER ELECTRIC | 1 YEAR IT EXPERT ENABLED ECOCARE FOR SINGLE-PHASE UPS FOR OUT OF FACTORY WARRANT | ECO1PH1YOWITELI16 | 2165
APC BY SCHNEIDER ELECTRIC | 1 YEAR IT EXPERT ENABLED ECOCARE FOR SINGLE-PHASE UPS FOR OUT OF FACTORY WARRANT | ECO1PH1YOWITELI17 | 3535
APC BY SCHNEIDER ELECTRIC | 1 YEAR IT EXPERT ENABLED ECOCARE FOR SINGLE-PHASE UPS FOR OUT OF FACTORY WARRANT | ECO1PH1YOWITELI18 | 4350
APC BY SCHNEIDER ELECTRIC | 1 YEAR IT EXPERT ENABLED ECOCARE FOR SINGLE-PHASE UPS FOR ACCESSORIES | ECO1PH1YWITEAC01 | 150
APC BY SCHNEIDER ELECTRIC | 1 YEAR IT EXPERT ENABLED ECOCARE FOR SINGLE-PHASE UPS FOR ACCESSORIES | ECO1PH1YWITEAC02 | 150
APC BY SCHNEIDER ELECTRIC | 1 YEAR IT EXPERT ENABLED ECOCARE FOR SINGLE-PHASE UPS FOR ACCESSORIES | ECO1PH1YWITEAC03 | 191
APC BY SCHNEIDER ELECTRIC | 3 YEAR ECOCARE FOR SINGLE-PHASE UPS UPGRADE TO FACTORY WARRANTY | ECO1PH3YFW02 | 594
APC BY SCHNEIDER ELECTRIC | 3 YEAR ECOCARE FOR SINGLE-PHASE UPS UPGRADE TO FACTORY WARRANTY | ECO1PH3YFW03 | 773
APC BY SCHNEIDER ELECTRIC | 3 YEAR ECOCARE FOR SINGLE-PHASE UPS UPGRADE TO FACTORY WARRANTY | ECO1PH3YFW08 | 3640
APC BY SCHNEIDER ELECTRIC | 3 YEAR IT EXPERT ENABLED ECOCARE FOR SINGLE-PHASE UPS UPGRADE TO FACTORY WARRANT | ECO1PH3YFWITE02 | 416
APC BY SCHNEIDER ELECTRIC | 3 YEAR IT EXPERT ENABLED ECOCARE FOR SINGLE-PHASE UPS UPGRADE TO FACTORY WARRANT | ECO1PH3YFWITE03 | 539
APC BY SCHNEIDER ELECTRIC | 3 YEAR IT EXPERT ENABLED ECOCARE FOR SINGLE-PHASE UPS UPGRADE TO FACTORY WARRANT | ECO1PH3YFWITE04 | 954
APC BY SCHNEIDER ELECTRIC | 3 YEAR IT EXPERT ENABLED ECOCARE FOR SINGLE-PHASE UPS UPGRADE TO FACTORY WARRANT | ECO1PH3YFWITE05 | 1095
APC BY SCHNEIDER ELECTRIC | 3 YEAR IT EXPERT ENABLED ECOCARE FOR SINGLE-PHASE UPS UPGRADE TO FACTORY WARRANT | ECO1PH3YFWITE06 | 2035
APC BY SCHNEIDER ELECTRIC | 3 YEAR IT EXPERT ENABLED ECOCARE FOR SINGLE-PHASE UPS UPGRADE TO FACTORY WARRANT | ECO1PH3YFWITE07 | 2440
APC BY SCHNEIDER ELECTRIC | 3 YEAR IT EXPERT ENABLED ECOCARE FOR SINGLE-PHASE UPS UPGRADE TO FACTORY WARRANT | ECO1PH3YFWITE08 | 2550
APC BY SCHNEIDER ELECTRIC | 5 YEAR ECOCARE FOR SINGLE-PHASE UPS MEMBERSHIP | ECO1PH5YFW04 | 2970
APC BY SCHNEIDER ELECTRIC | 5 YEAR ECOCARE FOR SINGLE-PHASE UPS MEMBERSHIP | ECO1PH5YFW08 | 13205
APC BY SCHNEIDER ELECTRIC | 5 YEAR IT EXPERT ENABLED ECOCARE FOR SINGLE-PHASE UPS MEMBERSHIP | ECO1PH5YFWITE02 | 904
APC BY SCHNEIDER ELECTRIC | 5 YEAR IT EXPERT ENABLED ECOCARE FOR SINGLE-PHASE UPS MEMBERSHIP | ECO1PH5YFWITE03 | 1125
APC BY SCHNEIDER ELECTRIC | 5 YEAR IT EXPERT ENABLED ECOCARE FOR SINGLE-PHASE UPS MEMBERSHIP | ECO1PH5YFWITE04 | 2085
APC BY SCHNEIDER ELECTRIC | 5 YEAR IT EXPERT ENABLED ECOCARE FOR SINGLE-PHASE UPS MEMBERSHIP | ECO1PH5YFWITE06 | 5395
APC BY SCHNEIDER ELECTRIC | 5 YEAR IT EXPERT ENABLED ECOCARE FOR SINGLE-PHASE UPS MEMBERSHIP | ECO1PH5YFWITE07 | 7885
APC BY SCHNEIDER ELECTRIC | 5 YEAR IT EXPERT ENABLED ECOCARE FOR SINGLE-PHASE UPS MEMBERSHIP | ECO1PH5YFWITE08 | 9245
APC BY SCHNEIDER ELECTRIC | 5 YEAR IT EXPERT ENABLED ECOCARE FOR SINGLE-PHASE UPS MEMBERSHIP FOR LITHIUM-ION | ECO1PH5YFWITELI12 | 841
APC BY SCHNEIDER ELECTRIC | 5 YEAR IT EXPERT ENABLED ECOCARE FOR SINGLE-PHASE UPS MEMBERSHIP FOR LITHIUM-ION | ECO1PH5YFWITELI14 | 1440
APC BY SCHNEIDER ELECTRIC | 5 YEAR IT EXPERT ENABLED ECOCARE FOR SINGLE-PHASE UPS MEMBERSHIP FOR LITHIUM-ION | ECO1PH5YFWITELI15 | 2795
APC BY SCHNEIDER ELECTRIC | 5 YEAR IT EXPERT ENABLED ECOCARE FOR SINGLE-PHASE UPS MEMBERSHIP FOR LITHIUM-ION | ECO1PH5YFWITELI17 | 3895
APC BY SCHNEIDER ELECTRIC | 5 YEAR IT EXPERT ENABLED ECOCARE FOR SINGLE-PHASE UPS MEMBERSHIP FOR LITHIUM-ION | ECO1PH5YFWITELI18 | 4070
APC BY SCHNEIDER ELECTRIC | 5 YEAR ECOCARE FOR SINGLE-PHASE UPS MEMBERSHIP FOR LITHIUM-ION UPS | ECO1PH5YFWLI12 | 1205
APC BY SCHNEIDER ELECTRIC | 5 YEAR ECOCARE FOR SINGLE-PHASE UPS MEMBERSHIP FOR LITHIUM-ION UPS | ECO1PH5YFWLI15 | 3990
APC BY SCHNEIDER ELECTRIC | 5 YEAR ECOCARE FOR SINGLE-PHASE UPS MEMBERSHIP FOR LITHIUM-ION UPS | ECO1PH5YFWLI16 | 4635
APC BY SCHNEIDER ELECTRIC | 5 YEAR ECOCARE FOR SINGLE-PHASE UPS MEMBERSHIP FOR LITHIUM-ION UPS | ECO1PH5YFWLI17 | 5565
APC BY SCHNEIDER ELECTRIC | 5 YEAR ECOCARE FOR SINGLE-PHASE UPS MEMBERSHIP FOR LITHIUM-ION UPS | ECO1PH5YFWLI18 | 5810
APC BY SCHNEIDER ELECTRIC | 1 YEAR ECOCARE FOR SINGLE-PHASE UPS UPGRADE TO FACTORY WARRANTY | ECO1PH1YFW07 | 1295
APC BY SCHNEIDER ELECTRIC | 1 YEAR IT EXPERT ENABLED ECOCARE FOR SINGLE-PHASE UPS UPGRADE TO FACTORY WARRANT | ECO1PH1YFWITE05 | 375
APC BY SCHNEIDER ELECTRIC | 1 YEAR IT EXPERT ENABLED ECOCARE FOR SINGLE-PHASE UPS UPGRADE TO FACTORY WARRANT | ECO1PH1YFWITE06 | 751
APC BY SCHNEIDER ELECTRIC | 1 YEAR ECOCARE FOR SINGLE-PHASE UPS UPGRADE TO FACTORY WARRANTY FOR LITHIUM-ION | ECO1PH1YFWLI15 | 940
APC BY SCHNEIDER ELECTRIC | 1 YEAR ECOCARE FOR SINGLE-PHASE UPS UPGRADE TO FACTORY WARRANTY FOR LITHIUM-ION | ECO1PH1YFWLI16 | 1090
APC BY SCHNEIDER ELECTRIC | 1 YEAR ECOCARE FOR SINGLE-PHASE UPS FOR OUT OF FACTORY WARRANTY UPS | ECO1PH1YOFW08 | 5155
APC BY SCHNEIDER ELECTRIC | 1 YEAR IT EXPERT ENABLED ECOCARE FOR SINGLE-PHASE UPS FOR OUT OF FACTORY WARRANT | ECO1PH1YOFWITE06 | 1805
APC BY SCHNEIDER ELECTRIC | 1 YEAR IT EXPERT ENABLED ECOCARE FOR SINGLE-PHASE UPS FOR OUT OF FACTORY WARRANT | ECO1PH1YOFWITE07 | 2935
APC BY SCHNEIDER ELECTRIC | 1 YEAR ECOCARE FOR SINGLE-PHASE UPS FOR OUT OF FACTORY WARRANTY LITHIUM-ION UPS | ECO1PH1YOFWLI16 | 3095
APC BY SCHNEIDER ELECTRIC | 1 YEAR IT EXPERT ENABLED ECOCARE FOR SINGLE-PHASE UPS FOR ACCESSORIES | ECO1PH1YWITEAC04 | 337
APC BY SCHNEIDER ELECTRIC | 3 YEAR ECOCARE FOR SINGLE-PHASE UPS UPGRADE TO FACTORY WARRANTY | ECO1PH3YFW07 | 3480
APC BY SCHNEIDER ELECTRIC | 5 YEAR IT EXPERT ENABLED ECOCARE FOR SINGLE-PHASE UPS MEMBERSHIP FOR LITHIUM-ION | ECO1PH5YFWITELI16 | 3245
APC BY SCHNEIDER ELECTRIC | 2 YEAR ON-SITE WARRANTY EXT FOR (1) GALAXY VS 10 TO 15KW 208V UPS | WOE2YR-VS1-A15 | 8455
APC BY SCHNEIDER ELECTRIC | 2 YEAR ON-SITE WARRANTY EXT FOR (1) GALAXY VS 10 TO 15KW 208V UPS | WUPGMPRS7X24-MP-00 | 1822.5
APC BY SCHNEIDER ELECTRIC | ISX0002194369-0006 ON 2023-1836648 | ISX0002194369-0006 | 36193.63
APC BY SCHNEIDER ELECTRIC | ISX0002194382-0005 ON 2023-1836663 | ISX0002194382-0005 | 259232.4
APC BY SCHNEIDER ELECTRIC | GALAXY VS 75KW 208V FOR EXTERNAL BATTERIES, START-UP 5X8 | GVSUPS75KFS | 64920
APC BY SCHNEIDER ELECTRIC | APC SMART-UPS, LINE INTERACTIVE, 2200VA, LITHIUM-ION, RACKMOUNT 2U, 120V, 1X NEM | SMTL2K2RM2UCLNC | 6355
APC BY SCHNEIDER ELECTRIC | ISX0002192307-0007 ON 2023-1840473 | ISX0002192307-0007 | 687291.03
APC BY SCHNEIDER ELECTRIC | APC SMART-UPS, LINE INTERACTIVE, 1500VA, TOWER, 120V, 8X NEMA 5-15R OUTLETS, SMA | SMT1500CNC | 1975
APC BY SCHNEIDER ELECTRIC | APC SMART-UPS, LINE INTERACTIVE, 750VA, RACKMOUNT 2U, 120V, 6X NEMA 5-15R OUTLET | SMT750RM2UCNC | 1770
APC BY SCHNEIDER ELECTRIC | ISX0002154138-0006 ON 2023-1827757-1 | ISX0002154138-0006 | 6880577.32
APC BY SCHNEIDER ELECTRIC | ISX0002155565-0007 ON 2023-1827766 | ISX0002155565-0007-0004 | 6423937.15
APC BY SCHNEIDER ELECTRIC | SCHEDULING UPGRADE TO 7X24 FOR MPRS | WUPGMPRS7X24-MP-00 | 1046.25
APC BY SCHNEIDER ELECTRIC | ISX0002056313-0027 ON 2023-1845769 | ISX0002056313-0027 | 464634.14
APC BY SCHNEIDER ELECTRIC | ISX0002156049-0010 ON 2023-1847689-2 | ISX0002156049-0010 | 71862.39
APC BY SCHNEIDER ELECTRIC | SYMMETRA PX DISPLAY AND COMPUTER INTERFACE-SPARE PART | WSYCDCI | 1175.4
APC BY SCHNEIDER ELECTRIC | START-UP SERVICE 5X8 FOR (1) GALAXY VS 30KW UPS | WSTRTUP-VS1-A30 | 2360
APC BY SCHNEIDER ELECTRIC | APC NETSHELTER SOUNDPROOF, 12U, SERVER RACK ENCLOSURE, MAPLE | AR4012A | 6210
APC BY SCHNEIDER ELECTRIC | SCHEDULING UPGRADE TO 7X24 FOR MBRS FOR 41 TO 150 KVA UPS. | WUPGMBRS7X24-PX-02 | 1095
APC BY SCHNEIDER ELECTRIC | ISX0002202915-0003 ON 2023-1855636 | ISX0002202915-0003 | 40385.38
APC BY SCHNEIDER ELECTRIC | SMART-UPS MODULAR ULTRA START UP AND ASSEMBLY COMBINED SERVICE | WASSEMUPS-SPL-00 | 1780
APC BY SCHNEIDER ELECTRIC | ASM CAN NTWK MGNT MINI RHODES2 ROHS | 0J-0G-1235 | 210.6
APC BY SCHNEIDER ELECTRIC | PCB ASSY CRAC RHODES SIMM - SP | 0P2839SE | 237.6
APC BY SCHNEIDER ELECTRIC | SYMMETRA PX STATIC SWITCH MODULE, 208V - SPARE PART | WSYSW40KF | 7655.4
APC BY SCHNEIDER ELECTRIC | ISX0002076974 ON 2023-1827697-1 | ISX0002076974 | 2891151.9
APC BY SCHNEIDER ELECTRIC | ISX0002195762-0006 ON 2023-1862296 | ISX0002195762-0006 | 51976.55
APC BY SCHNEIDER ELECTRIC | ISX0002200526-0005 ON 2023-1862254 | ISX0002200526-0005 | 81091.64
APC BY SCHNEIDER ELECTRIC | (1) YR ADVANTAGE PRIME SERVICE PLAN FOR (1) GALAXY VS 20 TO 25KW UPS | WADVPRIME-VS2-A41 | 7960
APC BY SCHNEIDER ELECTRIC | (1) YR ADVANTAGE PLUS SERVICE PLAN FOR (1) GALAXY VS 20 TO 25KW UPS | WADVPLUS-VS2-A41 | 4975
APC BY SCHNEIDER ELECTRIC | APC SMART-UPS RT 192V BATTERY PACK FOR JAPAN | SURT192XLBPJ | 2445
APC BY SCHNEIDER ELECTRIC | ISX0002037561-0017 ON 2023-1869630 | ISX0002037561-0017 | 640237.63
APC BY SCHNEIDER ELECTRIC | ISX0002186306-0011 ON 2023-1819537-2 | ISX0002186306-0011 | 258983.65
APC BY SCHNEIDER ELECTRIC | POWER CORD KIT (6 EA), LOCKING, C13 TO C14, 1.8M, NORTH AMERICA, PURPLE | AP8706S-NAX809 | 221
APC BY SCHNEIDER ELECTRIC | ISX0002076974 ON 2023-1827697-1HW | ISX0002076974-1HW | 1445636.78
APC BY SCHNEIDER ELECTRIC | ISX0002076974 ON 2023-1827697-1SVC | ISX0002076974-SVC | 1445515.12
APC BY SCHNEIDER ELECTRIC | ISX0002214464-0006-EC ON 2023-1879706 | ISX0002214464-0006-EC | 50302.89
APC BY SCHNEIDER ELECTRIC | APC SMART-UPS SRTL 5KVA RM 208V TO 120V 2U STEP-DOWN TRANSFORMER | SRTL5KRM2UT-5KRMTF | 18475
APC BY SCHNEIDER ELECTRIC | NMC3 FOR 1-PH RPDU - 5 YEAR SUPPORT CONTRACT LICENSE | SWNMC3PDU-5Y-DIGI | 180
APC BY SCHNEIDER ELECTRIC | NMC3 FOR 1-PH RPDU - 3 YEAR SUPPORT CONTRACT LICENSE | SWNMC3PDU-3Y-DIGI | 114
APC BY SCHNEIDER ELECTRIC | NMC3 FOR SMART-UPS - 6 YEAR SUPPORT CONTRACT LICENSE | SWNMC3SU-6Y-DIGI | 409
APC BY SCHNEIDER ELECTRIC | NMC3 FOR 1-PH RPDU - 6 YEAR SUPPORT CONTRACT LICENSE | SWNMC3PDU-6Y-DIGI | 216
APC BY SCHNEIDER ELECTRIC | NMC3 FOR SMART-UPS - 1 YEAR SUPPORT CONTRACT LICENSE | SWNMC3SU-1Y-DIGI | 76
APC BY SCHNEIDER ELECTRIC | NMC3 FOR SMART-UPS - 3 YEAR SUPPORT CONTRACT LICENSE | SWNMC3SU-3Y-DIGI | 216
APC BY SCHNEIDER ELECTRIC | NMC3 FOR SMART-UPS - 5 YEAR SUPPORT CONTRACT LICENSE | SWNMC3SU-5Y-DIGI | 341
APC BY SCHNEIDER ELECTRIC | ISX0002060348-0001 ON 2023-1883993 | ISX0002060348-0001 | 91401.43
APC BY SCHNEIDER ELECTRIC | CONDENSER 1X1 BUILD TO ORDER, 38KW, 95F, 460V/3, 60HZ (QSCE55319) | ACCD75235 | 22460
APC BY SCHNEIDER ELECTRIC | APC NETSHELTER SOUNDPROOF, 38U, SERVER RACK ENCLOSURE, 120V, MAPLE | AR4038LA | 10305
APC BY SCHNEIDER ELECTRIC | NETBOTZ RACK MONITOR 250A | NBRK0250A | 945
APC BY SCHNEIDER ELECTRIC | APC SMART-UPS, LITHIUM-ION, 3000VA, 120V WITH SMARTCONNECT PORT AND L5-30R | SMTL3KRM2UCL | 6120
APC BY SCHNEIDER ELECTRIC | APC SMART-UPS, LITHIUM-ION, 3000VA, 120V WITH SMARTCONNECT PORT, NETWORK CARD AN | SMTL3KRM2UCLNC | 7105
APC BY SCHNEIDER ELECTRIC | (2) YEAR ECOSTRUXURE SERVICE PLAN ULTRA FOR (1) SYMMETRA PX UPS 10KVA 40 | WESPULTRA-PX-21 | 15930
APC BY SCHNEIDER ELECTRIC | ECOSTRUXURE IT ADVISOR PERPETUAL LICENSE FOR 1 ADDITIONAL SERVER NODE | SWDCOCLUSTER-DIGI | 12815
APC BY SCHNEIDER ELECTRIC | NETBOTZ ONSITE CONFIG | WNSC15 | 9235
APC BY SCHNEIDER ELECTRIC | ONSITE DAILY-RATE SERVICES | WNSC11 | 5705
APC BY SCHNEIDER ELECTRIC | GALAXY VS UPS 100KW 480V WITH N+1 POWER MODULE FOR EXTERNAL BATTERIES, START-UP | GVSUPS100KRGS | 73985
APC BY SCHNEIDER ELECTRIC | 5X8 SCHEDULED ASSEMBLY SERVICE FOR (8) RACKS | WASSEM5X8-RK-08 | 12245
APC BY SCHNEIDER ELECTRIC | APC NETSHELTER SOUNDPROOF, 32U, SERVER RACK ENCLOSURE, 120V, MAPLE | AR4032A | 9255
APC BY SCHNEIDER ELECTRIC | APC SMART-UPS, LITHIUM-ION, 2200VA, 120V WITH SMARTCONNECT PORT AND L5-20R | SMTL2K2RM2UCL | 5370
APC BY SCHNEIDER ELECTRIC | ISX0002215781-0005 ON 2023-1908061 | ISX0002215781-0005 | 41444.06
APC BY SCHNEIDER ELECTRIC | GALAXY VS MAINTENANCE BYPASS CABINET WITH INPUT TRANSFORMER 75KW, 480V OR 600V I | GVSBPIT75 | 33475
APC BY SCHNEIDER ELECTRIC | ASSEMBLY SERVICE FOR (1) GVS 60-80KVA | WASSEM-VS3-A75 | 5860
APC BY SCHNEIDER ELECTRIC | GALAXY VS CLASSIC BATTERY CABINET, UL, TYPE 4, SEISMIC TESTED | GVSCBT4ST | 49930
APC BY SCHNEIDER ELECTRIC | SCHEDULING UPGRADE TO 7X24 FOR MPRS | WUPGMPRS7X24-MP-00 | 1417.5
APC BY SCHNEIDER ELECTRIC | (3) YEAR EXTENDED WARRANTY FOR (1) SMART-UPS WITH SMARTCONNECT | WEXTWAR3YR-SC-02 | 195
APC BY SCHNEIDER ELECTRIC | (3) YEAR EXTENDED WARRANTY FOR (1) SMART-UPS WITH SMARTCONNECT | WEXTWAR3YR-SC-01 | 132
APC BY SCHNEIDER ELECTRIC | (3) YEAR EXTENDED WARRANTY FOR (1) SMART-UPS WITH SMARTCONNECT LEVEL 04 | WEXTWAR3YR-SD-04 | 827
APC BY SCHNEIDER ELECTRIC | (3) YEAR EXTENDED WARRANTY FOR (1) SMART-UPS WITH SMARTCONNECT | WEXTWAR3YR-SC-03 | 341
APC BY SCHNEIDER ELECTRIC | (3) YEAR EXTENDED WARRANTY FOR (1) SMART-UPS WITH SMARTCONNECT | WEXTWAR3YR-SC-04 | 558
APC BY SCHNEIDER ELECTRIC | RACK PDU, BASIC, 0U/1U, 220-240V, 32A, (4) C19, EMEA/ASIA | AP6032A | 342
APC BY SCHNEIDER ELECTRIC | (3) YEAR EXTENDED WARRANTY FOR (1) SMART-UPS WITH SMARTCONNECT LEVEL 01 | WEXTWAR3YR-SD-01 | 200
APC BY SCHNEIDER ELECTRIC | RACK PDU 2G, METERED-BY-OUTLET, ZEROU, 32A, 230V, (21) C13 & (3) C19 | AP8453 | 3255
APC BY SCHNEIDER ELECTRIC | (3) YEAR EXTENDED WARRANTY FOR (1) SMART-UPS WITH SMARTCONNECT LEVEL 02 | WEXTWAR3YR-SD-02 | 285
APC BY SCHNEIDER ELECTRIC | MODULAR POWER REVITALIZATION SERVICE 1 X SYPM10KF2, FOR SYMMETRA PX2 100KVA FRAM | WMPRS1-MP2-101 | 28080
APC BY SCHNEIDER ELECTRIC | ISX0002194369-0007 ON 2023-1981236-1 | ISX0002194369-0007 | 36193.63
APC BY SCHNEIDER ELECTRIC | ISX0002194382-0006 ON 2023-1981235 | ISX0002194382-0006 | 291725.55
APC BY SCHNEIDER ELECTRIC | ISX0002225256-0001 ON 2023-1917503 | ISX0002225256-0001 | 25911.76
APC BY SCHNEIDER ELECTRIC | SCHEDULING UPGRADE TO 7X24 FOR MPRS FOR 41 TO 150 KVA UPS | WUPGMPRS7X24-MP-02 | 1980
APC BY SCHNEIDER ELECTRIC | CABLE NMC2 CONSOLE 2.5MM TO DB9F ROHS | 0J-940-0299A-001 | 73.26
APC BY SCHNEIDER ELECTRIC | SCHEDULING UPGRADE TO 7X24 FOR MBRS | WUPGMBRS7X24-MB-00 | 840.59
APC BY SCHNEIDER ELECTRIC | ISX0002113178-0022 ON 2023-1921408 | ISX0002113178-0022 | 488858.49
APC BY SCHNEIDER ELECTRIC | SCHEDULING UPGRADE TO 7X24 FOR MPRS | WUPGMPRS7X24-MP-00 | 1026
APC BY SCHNEIDER ELECTRIC | APC NETSHELTER SOUNDPROOF, 17U, SERVER RACK ENCLOSURE, 120V, MAPLE | AR4017A | 6735
APC BY SCHNEIDER ELECTRIC | (1) YR ADVANTAGE ULTRA SERVICE PLAN FOR (1) GALAXY VS 100 TO 150KVA UPS | WADVULTRA-VS3-A150 | 11715
APC BY SCHNEIDER ELECTRIC | SCHNEIDER EASY UPS ON-LINE LI-ION SRVL RT 3000VA 120V, WITH RAIL KIT | SRVSL3KRARK | 5995
APC BY SCHNEIDER ELECTRIC | ISX0002241162-0004 ON 2023-1932959 | ISX0002241162-0004 | 411343.47
APC BY SCHNEIDER ELECTRIC | 1 YEAR ADVANTAGE PLAN FOR LI-ION SMART-UPS L18 | WADVPLN1P-SPL-18 | 5235
APC BY SCHNEIDER ELECTRIC | ISX0001928551-0003 ON 2023-1931368 | ISX0001928551-0003 | 36862.41
APC BY SCHNEIDER ELECTRIC | ISX0001928549-0003 ON 2023-1931369 | ISX0001928549-0003 | 36862.41
APC BY SCHNEIDER ELECTRIC | ISX0001928550-0003 ON 2023-1931775 | ISX0001928550-0003 | 36862.41
APC BY SCHNEIDER ELECTRIC | ISX0001928543-0003 ON 2023-1931774 | ISX0001928543-0003 | 38113.34
APC BY SCHNEIDER ELECTRIC | ISX0002181134-0004 ON 2023-1937867 | ISX0002181134-0004 | 36336.64
APC BY SCHNEIDER ELECTRIC | APC SMART-UPS ULTRA, 3000VA 208+230V 1U, WITH LITHIUM-ION BATTERY, WITH NETWORK | SRTL3KRM1UWNC | 11100
APC BY SCHNEIDER ELECTRIC | ECOSTRUXURE IT ADVISOR CHANGE PERPETUAL LICENSE FOR 200 RACKS | SWDCO200RCHG-DIGI | 54000
APC BY SCHNEIDER ELECTRIC | SCHEDULING UPGRADE TO 7X24 FOR MPRS | WUPGMPRS7X24-MP-00 | 945
APC BY SCHNEIDER ELECTRIC | GALAXY V SERIES POWER MODULE 50KW 400V/480V, 25KW 208V | GVPM50KD | 21125
APC BY SCHNEIDER ELECTRIC | ASSEMBLY SERVICE FOR (1) GVS 10-15KVA | WASSEM-VS1-A15 | 5170
APC BY SCHNEIDER ELECTRIC | (1) YR ADVANTAGE ULTRA SERVICE PLAN FOR (1) GALAXY VL 200KW UPS | WADVULTRA-VL-200 | 20150
APC BY SCHNEIDER ELECTRIC | DIN RAIL MOUNT SWITCH POWER SUPPLY BATTERY BACK UP 24V DC 10 A | BVS240XDPDR | 189
APC BY SCHNEIDER ELECTRIC | SCHEDULING UPGRADE TO 7X24 FOR MBRS | WUPGMBRS7X24-MB-00 | 1263.6
APC BY SCHNEIDER ELECTRIC | SCHEDULING UPGRADE TO 7X24 FOR MBRS | WUPGMBRS7X24-MB-00 | 534.6
APC BY SCHNEIDER ELECTRIC | NMC3 FOR 1-PH RPDU - 1 YEAR SUPPORT CONTRACT LICENSE | SWNMC3PDU-1Y-DIGI | 40
APC BY SCHNEIDER ELECTRIC | (1) POST START-UP CHECK-UPS VISIT FOR NEW UPS | WCHECKUPS | 1765
APC BY SCHNEIDER ELECTRIC | (1) YEAR ADVANTAGE ULTRA SERVICE PLAN FOR 16 RACK TYPE S LI-ION BATTERY SOLUTION | WULTRABAT-LB-S16 | 84900
APC BY SCHNEIDER ELECTRIC | ISX0002219955-0011 ON 2023-1953371 | ISX0002219955-0011 | 863212.71
APC BY SCHNEIDER ELECTRIC | IT EXPERT REMOTE CONFIGURATION | WNSC04 | 4455
APC BY SCHNEIDER ELECTRIC | REMOTE SYSTEM TRAINING | WNSC12 | 4975
APC BY SCHNEIDER ELECTRIC | GALAXY VS REMOTE ALARM PANEL | GVSOPT036 | 4275
APC BY SCHNEIDER ELECTRIC | SCHEDULING UPGRADE TO 7X24 FOR MBRS | WUPGMBRS7X24-MB-00 | 1046.25
APC BY SCHNEIDER ELECTRIC | SMART-UPS MODULAR ULTRA START UP SERVICE | WSTRTUP-SPL-00 | 1780
APC BY SCHNEIDER ELECTRIC | 3 YEARS 4HR 7X24 RESPONSE UPGRADE TO FACTORY WARRANTY OR EXISTING SERVICE CONTRA | WUPG4HR-UG-01 | 2211.3
APC BY SCHNEIDER ELECTRIC | (1) SITE INSPECTION VISIT VISIT FOR (1) GALAXY PW OR PWI 80 TO 130 KVA UPS | WSITEINSPEC-GP-12 | 1785
APC BY SCHNEIDER ELECTRIC | APC SMART-UPS MODULAR ULTRA 15KW SCALABLE TO 15KW N+1 REDUNDANT, TOWER, 208/240V | SRYL15K15XLT24 | 59215
APC BY SCHNEIDER ELECTRIC | START-UP SERVICE 7X24 FOR NETWORKAIR FM A/W/G/PC 0-27 KW WITH OHE | WSTRTUP7X24- AX-41 | 3355
APC BY SCHNEIDER ELECTRIC | 5X8 SCHEDULED ASSEMBLY SERVICE FOR 1-5 RACK | WASSEM5X8-5RPX-20 | 3610
APC BY SCHNEIDER ELECTRIC | ECOSTRUXURE IT ELEARNING 1000 | SWEL1000-DIGI | 1800
APC BY SCHNEIDER ELECTRIC | APC-ISX0002247336-0003 ON 2023-1966253 | ISX0002247336-0003 | 169542.14
APC BY SCHNEIDER ELECTRIC | GALAXY VS UPS 40KW 480V FOR UP TO 4 INTERNAL 9AH SMART MODULAR BATTERY STRINGS, | GVSUPS40K0B4GS | 38315
APC BY SCHNEIDER ELECTRIC | ISX0002259871-0004 ON 2023-1972114 | ISX0002259871-0004 | 100388.15
APC BY SCHNEIDER ELECTRIC | SCHEDULING UPGRADE TO 7X24 FOR MPRS | WUPGMPRS7X24-MP-00 | 1220.67
APC BY SCHNEIDER ELECTRIC | ASSEMBLY SERVICE FOR (1) GVS 20-25KVA | WASSEM-VS2-A41 | 5860
APC BY SCHNEIDER ELECTRIC | APC SMART-UPS ULTRA, 2200VA 208+230V 1U, WITH LITHIUM-ION BATTERY, WITH NETWORK | SRTL2K2RM1UWNC | 8310
APC BY SCHNEIDER ELECTRIC | 1 YEAR EXTENDED WARRANTY FOR LI-ION SMART-UPS L15 | WEXTWAR1YR-SPL-15 | 731
APC BY SCHNEIDER ELECTRIC | ISX0002243292-0008-ET ON 2023-1966590 | ISX0002243292-0008-ET | 403763.31
APC BY SCHNEIDER ELECTRIC | ISX0002261621-0006 ON 2023-1975315 | ISX0002261621-0006 | 192361.86
APC BY SCHNEIDER ELECTRIC | APC SMART-UPS SRT 1500VA 230 V NO BATTERIES, USED WITH LITHIUM ION XBP,NETWORK C | SRT1500UXI-NCLI | 2212.77
APC BY SCHNEIDER ELECTRIC | ISX0002262751-0002 ON 2023-1978054 | ISX0002262751-0002 | 80595.11
APC BY SCHNEIDER ELECTRIC | APC-ISX0002262652-0003 ON 2023-1977993 | ISX0002262652-0003 | 36787.89
APC BY SCHNEIDER ELECTRIC | ISX0002263510-0006 ON 2023-1979312-1 | ISX0002263510-0006 | 50892.79
APC BY SCHNEIDER ELECTRIC | ISX0002220997-0005 ON 2023-1979831 | ISX0002220997-0005 | 103071
APC BY SCHNEIDER ELECTRIC | ISX0002222715-0008 ON 2023-1982398 | ISX0002222715-0008 | 45175.08
APC BY SCHNEIDER ELECTRIC | SCHEDULING UPGRADE TO 7X24 FOR MPRS | WUPGMPRS7X24-MP-00 | 1026.13
APC BY SCHNEIDER ELECTRIC | NETWORK MANAGEMENT CARD FOR EASY UPS, 1-PHASE | AP9544 | 426
APC BY SCHNEIDER ELECTRIC | ISX0002270515-0002 ON 2023-1995592 | ISX0002270515-0002 | 50744.3
APC BY SCHNEIDER ELECTRIC | ASSY FAN TRAY PERF PDU - SPARE PART | 0M-10632E | 2949.75
APC BY SCHNEIDER ELECTRIC | DC RECTIFIER 48VDC 500W | 0J-920-0090 | 1441.8
APC BY SCHNEIDER ELECTRIC | ISX0002207692-0008 ON 20231995809 | ISX0002207692-0008 | 46322.31
APC BY SCHNEIDER ELECTRIC | GALAXY VS AIR FILTER KIT FOR 350MM (13.8IN) WIDE UPS | GVSOPT015 | 343
APC BY SCHNEIDER ELECTRIC | SCHEDULING UPGRADE TO 7X24 FOR GALAXY VS POWER UPGRADE SERVICE | WUPGVSPW7X24-VS-00 | 1255
APC BY SCHNEIDER ELECTRIC | 30 KVA POWER UPGRADE SERVICE FOR (1) GALAXY VS UPS | WUPGVSPW-VS-30 | 6660
APC BY SCHNEIDER ELECTRIC | FM DC CAP REPLACEMENT (QTY. 6 OF ASSY. 0M-8713238810A00) | FM-EPS8-034 | 42037.2
APC BY SCHNEIDER ELECTRIC | ISX0002271254-0005-ET ON 2023-2001858 | ISX0002271254-0005-ET | 42793.66
APC BY SCHNEIDER ELECTRIC | GALAXY VS UPS 30KW 480V WITH N+1 POWER MODULE, FOR 5 SMART MODULAR 9AH BATTERY S | GVSUPS30KR0B5GS | 49430
APC BY SCHNEIDER ELECTRIC | SMART-UPS VT REVITALIZATION FOR (1) 20 KVA 400V UPS 3:3 WITH 1 YEAR ON-SITE WARR | WMPRS1H-VT-20-3 | 25835
APC BY SCHNEIDER ELECTRIC | APC SMART-UPS MODULAR ULTRA 20KW SCALABLE TO 20KW N+1 REDUNDANT, TOWER, 208/240V | SRYL20K20XLT24 | 75565
APC BY SCHNEIDER ELECTRIC | SCHEDULING UPGRADE TO 7X24 FOR MPRS | WUPGMPRS7X24-MP-00 | 1109.7
APC BY SCHNEIDER ELECTRIC | MODULAR UPS REVITALIZATION SERVICE FOR (1) SYMMETRA PX250 5X SYPM25KD, MBP AND D | WMPRS255-MP-255 | 108940
APC BY SCHNEIDER ELECTRIC | SCHEDULING UPGRADE TO 7X24 FOR MPRS | WUPGMPRS7X24-MP-00 | 1057.32
APC BY SCHNEIDER ELECTRIC | START-UP SERVICE 7X24 FOR (1) IN ROW ACRD 300 AND 301 SERIES | WSTRTUP7X24-AX-34 | 5255
APC BY SCHNEIDER ELECTRIC | APC SMART-UPS 750VA LCD 230V WITH SMARTCONNECT | SMT750IC | 542.84
APC BY SCHNEIDER ELECTRIC | ISX0002234906-0009 ON 2023-2018666 | ISX0002234906-0009 | 337573.48
APC BY SCHNEIDER ELECTRIC | APC SMART-UPS 1000VA LCD 120V 1U RACKMOUNT | SMT1000RM1U | 1320
APC BY SCHNEIDER ELECTRIC | APC SMART-UPS 750VA LCD 120V 1U RACKMOUNT | SMT750RM1U | 1175
APC BY SCHNEIDER ELECTRIC | APC SMART-UPS ULTRA, 3000VA 208+230V 1U, WITH LITHIUM-ION BATTERY, WITH SMARTCON | SRTL3KRM1UWC | 9335
APC BY SCHNEIDER ELECTRIC | APC SMART-UPS ULTRA, 2200VA 208+230V 1U, WITH LITHIUM-ION BATTERY, WITH SMARTCON | SRTL2K2RM1UWC | 7040
APC BY SCHNEIDER ELECTRIC | ISX0002278661-0001 ON 2023-2022352 | ISX0002278661-0001 | 46097.34
APC BY SCHNEIDER ELECTRIC | ISX0002278212-0002 ON 2023-2022359 | ISX0002278212-0002 | 96537.43
APC BY SCHNEIDER ELECTRIC | 1 YEAR EXTENDED WARRANTY FOR LI-ION SMART-UPS L14 | WEXTWAR1YR-SPL-14 | 377
APC BY SCHNEIDER ELECTRIC | GALAXY VS UPS 100KW 480V FOR UP TO 5 INTERNAL 9AH SMART MODULAR BATTERY STRINGS, | GVSUPS100K0B5GS | 61345
APC BY SCHNEIDER ELECTRIC | APC SMART-UPS MODULAR ULTRA 20KW SCALABLE TO 20KW N+1 REDUNDANT, TOWER, 208/240V | SRYL20K20XLT18 | 74985
APC BY SCHNEIDER ELECTRIC | ISX0002284758-0003 ON 2023-2029929 | ISX0002284758-0003 | 234778.34
APC BY SCHNEIDER ELECTRIC | ECOSTRUXURE IT ADVISOR & CAPACITY SAAS 10 RACKS 3 YEARS | SFTWCA103Y-DIGI | 6670
APC BY SCHNEIDER ELECTRIC | ISX0002282180-0002 ON 2023-2026076-1 | ISX0002282180-0002 | 44043.37
APC BY SCHNEIDER ELECTRIC | ISX0002243423-0003-EC ON 2023-2033117 | ISX0002243423-0003-EC | 74027.18
APC BY SCHNEIDER ELECTRIC | APC LITHIUM ION REPLACEMENT BATTERY CARTRIDGE #173 LI | APCRBC173-LI | 2390
APC BY SCHNEIDER ELECTRIC | ISX0002292454-0001 ON 2023-2036206 | ISX0002292454-0001 | 83465.25
APC BY SCHNEIDER ELECTRIC | ISX0002292459-0001 ON 2023-2036211 | ISX0002292459-0001 | 43085.25
APC BY SCHNEIDER ELECTRIC | ASSEMBLY, START-UPS, AND INTEGRATION SERVICE FOR (1) LEVEL 2 MICRO DC | WINSTL-MDC-02 | 8140
APC BY SCHNEIDER ELECTRIC | APC SMART-UPS ULTRA ON-LINE 5KVA OUTPUT IEC KIT | SRTL003 | 366
APC BY SCHNEIDER ELECTRIC | APC MIDNIGHT (BLACK) GAMING UPS WITH 1500VA AND REACTOR CIRCLE.10 OUTLET,, PURE | BGM1500B-US | 514
APC BY SCHNEIDER ELECTRIC | ISX0002197673-0005-EC ON 2023-2043247 | ISX0002197673-0005-EC | 31079.12
APC BY SCHNEIDER ELECTRIC | ISX0002293074-0003 ON 2023-2044469 | ISX0002293074-0003 | 97384
APC BY SCHNEIDER ELECTRIC | ISX0002294211-0008 ON 2023-2039893 | ISX0002294211-0008 | 69511.86
APC BY SCHNEIDER ELECTRIC | POWERCHUTE NETWORK SHUTDOWN LICENSE FOR VIRTUALIZATION AND HCI, 6-YEAR | SWPCNS6Y-DIGI | 958
APC BY SCHNEIDER ELECTRIC | 1-UPS ADVANCED 5Y PLAN SMARTCONNECT | ERWPLUS1-5Y-DIGI | 279
APC BY SCHNEIDER ELECTRIC | STANDARD 5Y PLAN FOR SMARTCONNECT | ERWPMON1-5Y-DIGI | 156
APC BY SCHNEIDER ELECTRIC | SCHEDULING UPGRADE TO 7X24 FOR MPRS | WUPGMPRS7X24-MP-00 | 1863.68
APC BY SCHNEIDER ELECTRIC | SCHEDULING UPGRADE TO 7X24 FOR MBRS | WUPGMBRS7X24-MB-00 | 1417.5
APC BY SCHNEIDER ELECTRIC | S/A TRAY FAN 80KW PDU | W0M-2999 | 3611.25
APC BY SCHNEIDER ELECTRIC | SCHEDULING UPGRADE TO 7X24 FOR MBRS | WUPGMBRS7X24-MB-00 | 1397.25
APC BY SCHNEIDER ELECTRIC | ASSY FAN BOX - 3 FANS-HEPM - SPARE PART | 0J-0N-9820 | 229.5
APC BY SCHNEIDER ELECTRIC | ISX0002296744-0001-ET ON 2023-2047608 | ISX0002296744-0001-ET | 251863.88
APC BY SCHNEIDER ELECTRIC | SCHEDULING UPGRADE TO 7X24 FOR MBRS | WUPGMBRS7X24-MB-00 | 594
APC BY SCHNEIDER ELECTRIC | SCHEDULING UPGRADE TO 7X24 FOR MBRS | WUPGMBRS7X24-MB-00 | 631.8
APC BY SCHNEIDER ELECTRIC | APC SMART-UPS MODULAR ULTRA 10KW SCALABLE TO 15KW N+1 REDUNDANT, TOWER, 208/240V | SRYL10K15XLT18 | 47350
APC BY SCHNEIDER ELECTRIC | 1 YEAR EXTENDED WARRANTY FOR LI-ION SMART-UPS L12 | WEXTWAR1YR-SPL-12 | 119
APC BY SCHNEIDER ELECTRIC | ISX0002297130-0005 ON 2023-2054625 | ISX0002297130-0005 | 59891.95
APC BY SCHNEIDER ELECTRIC | ISX0002297127-0005 ON 2023-2054631 | ISX0002297127-0005 | 90580.54
APC BY SCHNEIDER ELECTRIC | START-UP SERVICE 7X24 FOR NETWORKAIR FM A/W/G/PC 0-27 KW WITH OHE | WSTRTUP7X24-AX-41 | 4075
APC BY SCHNEIDER ELECTRIC | ECOSTRUXURE IT ADVISOR: COOLING OPTIMIZE CONTROL MODULE | CLCONTROL | 0
APC BY SCHNEIDER ELECTRIC | (1) ADDITIONAL CONTRACT PM VISIT 5X8 FOR (1) GALAXY VX 1500KVA UPS | WPMV-VX-150 | 0
APC BY SCHNEIDER ELECTRIC | (1) ADDITIONAL CONTRACT PM VISIT 5X8 FOR (1) GALAXY VX 1500KVA N+1 REDUNDANT UPS | WPMV-VX-151 | 0
APC BY SCHNEIDER ELECTRIC | (1) ADDITIONAL CONTRACT PM VISIT 5X8 FOR (1) GALAXY VX 500KVA N+1 REDUNDANT UPS | WPMV-VX-52 | 0
APC BY SCHNEIDER ELECTRIC | GALAXY VM 225 KVA UPS PARALLEL 480-480 V, 65KAIC, START UP 5X8 | GVMPB225KG65S | 0
APC BY SCHNEIDER ELECTRIC | SEMI-ANNUAL PREVENTATIVE MAINTENANCE 5X8 FOR INROOM CHILLED WATER GREATER THAN 8 | WSPMV5X8-AX-27 | 0
APC BY SCHNEIDER ELECTRIC | 1 YEAR ADVANTAGE PLAN FOR LI-ION SMART-UPS L17 | WADVPLN1P-SPL-17 | 4385
APC BY SCHNEIDER ELECTRIC | APC SMART-UPS MODULAR ULTRA 15KW FRAME, N+1 REDUNDANT, TOWER, 208/240V, 24U RACK | SRYLF15T24 | 40965
APC BY SCHNEIDER ELECTRIC | ASSEMBLY SERVICE FOR (1) GVS 80-100KVA | WASSEM-VS2-A100 | 5860
APC BY SCHNEIDER ELECTRIC | GALAXY VS UPS 80KW 480V, 3 INTERNAL 9AH SMART MODULAR BATTERY STRINGS, EXPANDABL | GVSUPS80KB5GS | 71590
APC BY SCHNEIDER ELECTRIC | APC GAMING BACK-UPS, 10 OUTLET, 1500VA, PURE SINEWAVE, 120V, ARCTIC (WHITE) AND | BGM1500-US | 514
APC BY SCHNEIDER ELECTRIC | SCHEDULING UPGRADE TO 7X24 FOR MBRS | WUPGMBRS7X24-MB-00 | 837
APC BY SCHNEIDER ELECTRIC | GENERIC ANSI WWPV LCD DISPLAY OP-221003-12521265 | 0J-0G-9233
APC BY SCHNEIDER ELECTRIC | WUPGMPRS7X24-MP-00 - SCHEDULING UPGRADE TO 7X24 FOR MPRS | WUPGMPRS7X24-MP-00 | 972
APC BY SCHNEIDER ELECTRIC | SFTWES10M-DIGI - ECOSTRUXURE IT EXPERT SUBSCRIPTION LICENSE | SFTWES10M-DIGI | 936
APC BY SCHNEIDER ELECTRIC | ISX0002204867-0004-EC ON 2024-2082513 | ISX0002204867-0004-EC | 10209.12
APC BY SCHNEIDER ELECTRIC | ISX0002247637-0007-EC ON 2024-2084358 | ISX0002247637-0007-EC | 9263.23
APC BY SCHNEIDER ELECTRIC | SCHEDULING UPGRADE TO 7X24 FOR MPRS | WUPGMPRS7X24-MP-00 | 1110.78
APC BY SCHNEIDER ELECTRIC | ISX0002312115-0004 ON 2024-2085283 | ISX0002312115-0004 | 26307.73
APC BY SCHNEIDER ELECTRIC | ISX0002312101-0003 ON 2024-2081695 | ISX0002312101-0003 | 52776.94
APC BY SCHNEIDER ELECTRIC | ISX0002204877-0004-EC ON 2024-2079303 | ISX0002204877-0004-EC | 17580.12
APC BY SCHNEIDER ELECTRIC | SCHEDULING UPGRADE TO 7X24 FOR MPRS | WUPGMPRS7X24-MP-00 | 1110.78
APC BY SCHNEIDER ELECTRIC | SCHEDULING UPGRADE TO 7X24 FOR MPRS | WUPGMPRS7X24-MP-00 | 1110.78
APC BY SCHNEIDER ELECTRIC | 1 YEAR 4HR 7X24 RESPONSE UPGRADE TO FACTORY WARRANTY OR EXISTING SERVICE CONTRAC | WUPG4HR-UG-01 | 1075
APC BY SCHNEIDER ELECTRIC | SCHEDULING UPGRADE TO 7X24 FOR EXISTING PM OR ADDNL PM VISIT FOR UP TO 40 KVA UP | WUPGPMV7X24-UG-01 | 702
APC BY SCHNEIDER ELECTRIC | SMART-UPS VT REVITALIZATION FOR (1) 30 KVA 208V UPS 3:3 WITH ADVANTAGE SERVICE P | WMPRS1F-VT-30-3A | 31470
APC BY SCHNEIDER ELECTRIC | SCHEDULING UPGRADE TO 7X24 FOR MPRS | WUPGMPRS7X24-MP-00 | 1026.14
APC BY SCHNEIDER ELECTRIC | ISX0002307754-0002-EC | ISX0002307754-0002-EC | 8347.4
APC BY SCHNEIDER ELECTRIC | DATA CENTER OPERATION: CAPACITY, 3 YEAR SOFTWARE SUPPORT CONTRACT, 1000 RACKS | WCAP3YR1000R-DIGI | 129495
APC BY SCHNEIDER ELECTRIC | DATA CENTER OPERATION: IT OPTIMIZE, 3 YEAR SOFTWARE SUPPORT CONTRACT, 1000 RACKS | WITO3YR1000R-DIGI | 78370
APC BY SCHNEIDER ELECTRIC | DATA CENTER OPERATION: 3 YEAR SOFTWARE SUPPORT CONTRACT, 1000 RACKS | WOPS3YR1000R-DIGI | 51410
APC BY SCHNEIDER ELECTRIC | APC BACK-UPS, 500VA/300W | BE500G3 | 152
APC BY SCHNEIDER ELECTRIC | APC BACK-UPS, 700VA/420W | BE700G3 | 179
APC BY SCHNEIDER ELECTRIC | ISX0002315450-0003 ON 2024-2093502 | ISX0002315450-0003 | 54978.79
APC BY SCHNEIDER ELECTRIC | (1) YR ADV ULTRA FOR (1) SY 100-250 KVAUPS, (2) XR FRAMES, PDU, 10 YRS INSTALLED | WADVULTRAM-NX-81 | 33100
APC BY SCHNEIDER ELECTRIC | APC SMART-UPS MODULAR ULTRA 10KW SCALABLE TO 20KW N+1 REDUNDANT, TOWER, 208/240V | SRYL10K20XLT24 | 48185
APC BY SCHNEIDER ELECTRIC | APC SMART-UPS MODULAR ULTRA 15KW SCALABLE TO 20KW N+1 REDUNDANT, TOWER, 208/240V | SRYL15K20XLT24 | 59065
APC BY SCHNEIDER ELECTRIC | DATA CENTER OPERATION: CHANGE, 3 YEAR SOFTWARE SUPPORT CONTRACT, 1000 RACKS | WCHG3YR1000R-DIGI | 129165
APC BY SCHNEIDER ELECTRIC | APC SMART-UPS MODULAR ULTRA 5KW SCALABLE TO 20KW N+1 REDUNDANT, TOWER, 208/240V, | SRYL5K20XLT18 | 36725
APC BY SCHNEIDER ELECTRIC | APC SMART-UPS MODULAR ULTRA 15KW SCALABLE TO 20KW N+1 REDUNDANT, TOWER, 208/240V | SRYL15K20XLT18 | 58485
APC BY SCHNEIDER ELECTRIC | APC SMART-UPS MODULAR ULTRA 15KW SCALABLE TO 15KW N+1 REDUNDANT, TOWER, 208/240V | SRYL15K15XLT18 | 58635
APC BY SCHNEIDER ELECTRIC | APC SMART-UPS MODULAR ULTRA 5KW SCALABLE TO 20KW N+1 REDUNDANT, TOWER, 208/240V, | SRYL5K20XLT24 | 37305
APC BY SCHNEIDER ELECTRIC | APC SMART-UPS MODULAR ULTRA 5KW SCALABLE TO 15KW N+1 REDUNDANT, TOWER, 208/240V, | SRYL5K15XLT24 | 37010
APC BY SCHNEIDER ELECTRIC | APC SMART-UPS MODULAR ULTRA 10KW SCALABLE TO 15KW N+1 REDUNDANT, TOWER, 208/240V | SRYL10K15XLT24 | 47930
APC BY SCHNEIDER ELECTRIC | EASY UPS 3S 20 KVA 208V 3:3 UPS FOR INTERNAL BATTERIES, START-UP 5X8 | E3SUPS20KFBS | 21945
APC BY SCHNEIDER ELECTRIC | ISX0002135132-0027 ON 2024-2109679 | ISX0002135132-0027 | 60227.05
APC BY SCHNEIDER ELECTRIC | ISX0002319101-0007 ON 2024-2111404 | ISX0002319101-0007 | 70544.79
APC BY SCHNEIDER ELECTRIC | ISX0002316665-0009 ON 2024-2111403 | ISX0002316665-0009 | 64765.17
APC BY SCHNEIDER ELECTRIC | ISX0002319099-0005 ON 2024-2111405 | ISX0002319099-0005 | 64765.17
APC BY SCHNEIDER ELECTRIC | 1 YEAR 7X24 TELEPHONE TECHNICAL SUPPORT | WTECSUP7X24-SY-00 | 1210
APC BY SCHNEIDER ELECTRIC | APC SMART-UPS ULTRA ON LINE SRTL 5KVA TOWER ISOLATION/STEP-DOWN TRANSFORMER | SRTL5KTF | 2395
APC BY SCHNEIDER ELECTRIC | EASY UPS 3S PARALLEL KIT | E3SOPT002 | 837
APC BY SCHNEIDER ELECTRIC | NETWORK MANAGEMENT CARD FOR EASY UPS, 3-PHASE | AP9547 | 495
APC BY SCHNEIDER ELECTRIC | ISX0002324990-0002 ON 2024-2125149 | ISX0002324990-0002 | 38218.57
APC BY SCHNEIDER ELECTRIC | ISX0002324991-0002 ON 2024-2125168 | ISX0002324991-0002 | 70039.53
APC BY SCHNEIDER ELECTRIC | SCHEDULING UPGRADE TO 7X24 FOR MBRS | WUPGMBRS7X24-MB-00 | 1324.35
APC BY SCHNEIDER ELECTRIC | SCHEDULING UPGRADE TO 7X24 FOR MBRS | WUPGMBRS7X24-MB-00 | 942.3
APC BY SCHNEIDER ELECTRIC | NMC3 FOR EASY UPS, 1-PHASE - 5 YEAR SECURE NMC SUBSCRIPTION | FWENMC1P-ST5Y-DIGI | 270
APC BY SCHNEIDER ELECTRIC | NMC3 FOR EASY UPS, 1-PHASE - 3 YEAR SECURE NMC SUBSCRIPTION | FWENMC1P-ST3Y-DIGI | 171
APC BY SCHNEIDER ELECTRIC | NMC3 FOR EASY UPS, 1-PHASE - 1 YEAR SECURE NMC SUBSCRIPTION | FWENMC1P-ST1Y-DIGI | 60
APC BY SCHNEIDER ELECTRIC | NETBOTZ DOOR SWITCH SENSOR (1) FOR AN APC RACK - 12 FT. | NBES0303S | 90
APC BY SCHNEIDER ELECTRIC | GALAXY VS CABLE KIT FOR 59IN TALL MAINTENANCE BYPASS CABINET WITH TRANSFORMER, 2 | GVSOPT012 | 997
APC BY SCHNEIDER ELECTRIC | ISX0002315485-0006 ON 2024-2090581-1 | ISX0002315485-0006 | 1042004.87
APC BY SCHNEIDER ELECTRIC | GALAXY VS UPS 50KW 208V WITH N+1 POWER MODULE FOR EXTERNAL BATTERIES, START-UP 5 | GVSUPS50KRFS | 63245
APC BY SCHNEIDER ELECTRIC | APC SMART-UPS ULTRA ON-LINE LITHIUM ION, 8KVA/8KW, 4U RACK/TOWER, 208/240V | SRTL8KRM4UT | 23505
APC BY SCHNEIDER ELECTRIC | START-UP SERVICE 5X8 FOR (1) GALAXY VS 10 TO 15KW UPS | WSTRTUP-VS1-A15 | 2360
APC BY SCHNEIDER ELECTRIC | 1 YEAR EXTENDED WARRANTY FOR LI-ION SMART-UPS L18 | WEXTWAR1YR-SPL-18 | 3390
APC BY SCHNEIDER ELECTRIC | NETSHELTER SX 48U 750MM WIDE X 1200MM DEEP ENCLOSURE, WITHOUT DOORS, SE WHITE | AR3357WX610 | 6060
APC BY SCHNEIDER ELECTRIC | ONSITE SYSTEM TRAINING | WNSC13 | 6310
APC BY SCHNEIDER ELECTRIC | ISX0002337782-0003 ON 2024-2138991 | ISX0002337782-0003 | 150136.2
APC BY SCHNEIDER ELECTRIC | ASSEMBLY, START-UPS, AND INTEGRATION SERVICE FOR (1) LEVEL 1 MICRO DC | WINSTL-MDC-01 | 5925
APC BY SCHNEIDER ELECTRIC | APC BACK-UPS 120V,1050VA, 8 OUTLETS | BE1050G3 | 286
APC BY SCHNEIDER ELECTRIC | APC SMART-UPS 3000VA LCD 120V WITH SMARTCONNECT TAA-COMPLIANT | SMT3000CUS | 3265
APC BY SCHNEIDER ELECTRIC | NETSHELTER SX 18U 1070MM DEEP SIDE PANEL (QTY 1) | AR7363 | 914
APC BY SCHNEIDER ELECTRIC | APC SMART-UPS ULTRA ON-LINE LITHIUM ION, 10KVA/10KW, 4U RACK/TOWER, 208/240V | SRTL10KRM4UT | 26370
APC BY SCHNEIDER ELECTRIC | ISX0002343023-0003-EC ON 2024-2151085-1 | ISX0002343023-0003-EC | 28728.73
APC BY SCHNEIDER ELECTRIC | SCHEDULING UPGRADE TO 7X24 FOR MBRS | WUPGMBRS7X24-MB-00 | 699.3
APC BY SCHNEIDER ELECTRIC | ISX0002337469-0002 ON 2024-2148019 | ISX0002337469-0002 | 569313.16
APC BY SCHNEIDER ELECTRIC | SCHEDULING UPGRADE TO 7X24 FOR MBRS | WUPGMBRS7X24-MB-00 | 1768.5
APC BY SCHNEIDER ELECTRIC | ISX0002204347-0003 ON 2024-2154640-1 | ISX0002204347-0003 | 46629.43
APC BY SCHNEIDER ELECTRIC | APC SMART-UPS MODULAR ULTRA 2 POST UPS RAIL KIT | SRYLOPT2 | 207
APC BY SCHNEIDER ELECTRIC | SCHEDULING UPGRADE TO 7X24 FOR MBRS | WUPGMBRS7X24-MB-00 | 942.3
APC BY SCHNEIDER ELECTRIC | ISX0002313608-0005 ON 2024-2158150 | ISX0002313608-0005 | 63094.37
APC BY SCHNEIDER ELECTRIC | GALAXY VS MAINTENANCE BYPASS CABINET W INPUT TRANSFORMER 25KW 480V OR 600V IN, 2 | GVSBPIT25B | 18795
APC BY SCHNEIDER ELECTRIC | APC BACK-UPS 120V, 900VA, 8 OUTLETS | BE900G3 | 260
APC BY SCHNEIDER ELECTRIC | 1 YEAR 4HR RESPONSE UPGRADE TO EXISTING SERVICE CONTRACT FOR (1) IAEC COOLING PR | WUPG4HR-AE-00 | 2315
APC BY SCHNEIDER ELECTRIC | RACK PDU, SWITCHED, 2U, 30A, 120V, (16)5-20, FULL PAINT AETNA GREEN | AP7902BGRNX874 | 1710
APC BY SCHNEIDER ELECTRIC | ISX0002334309-0009 ON 2024-2165583 | ISX0002334309-0009 | 1682.44
APC BY SCHNEIDER ELECTRIC | REAR FACING RACK PDU MOUNTING KIT FOR 750MM WIDE X 42/48U SX ENCLOSURE | AR7711X960 | 308
APC BY SCHNEIDER ELECTRIC | APC SMART-UPS MODULAR ULTRA 4 POST XBP RAIL KIT | SRYLOPT3 | 234
APC BY SCHNEIDER ELECTRIC | APC SMART-UPS SRT 3000VA LCD RM 120V TAA-COMPLIANT | SRT3000RMXLAUS | 7020
APC BY SCHNEIDER ELECTRIC | ISX0002352328-0002 ON 2024-2171598 | ISX0002352328-0002 | 105761.11
APC BY SCHNEIDER ELECTRIC | ISX0002352330-0004-ET ON 2024-2171609 | ISX0002352330-0004-ET | 31946.75
APC BY SCHNEIDER ELECTRIC | APC NETSHELTER 12U WALLMOUNT RACK ENCLOSURE CABINET SIDE MOUNT UPS DEPTH | AR112SM | 1570
APC BY SCHNEIDER ELECTRIC | APC NETSHELTER 18U WALLMOUNT RACK ENCLOSURE CABINET SIDE MOUNT UPS DEPTH | AR118SM | 2095
APC BY SCHNEIDER ELECTRIC | APC NETSHELTER 24U WALLMOUNT RACK ENCLOSURE CABINET SIDE MOUNT UPS DEPTH | AR124SM | 2355
APC BY SCHNEIDER ELECTRIC | ISX0002353804-0004 ON 2024-2173001 | ISX0002353804-0004 | 47344.89
APC BY SCHNEIDER ELECTRIC | ISX0002304563-0006 ON 2024-2173003 | ISX0002304563-0006 | 18799.43
APC BY SCHNEIDER ELECTRIC | (1) ASSEMBLY SERVICE FOR (4) CABINETS LI-ION BATTERY SOLUTION | WASSEMEXBAT-LB-04 | 10435
APC BY SCHNEIDER ELECTRIC | ASSEMBLY SERVICE 5X8 FOR (1) GALAXY VL MAINTENANCE BYPASS CABINET | WASSEM-VL-MBC | 1295
APC BY SCHNEIDER ELECTRIC | (1) STARTUP SERVICE FOR (4) CABINETS LI-ION BATTERY SOLUTION | WSTRTUP-LB-04 | 5905
APC BY SCHNEIDER ELECTRIC | RACK PDU 2G, METERED, ZEROU, 17.2KW, 208V, (6) C13 & (12) C19 TAA | AP8866US | 5375
APC BY SCHNEIDER ELECTRIC | ISX0002276556-0013 ON 2024-2182626 | ISX0002276556-0013 | 99815.13
APC BY SCHNEIDER ELECTRIC | ISX0002204347-0002 ON 2024-2147234-2 | ISX0002204347-0002 | 47305.78
APC BY SCHNEIDER ELECTRIC | ISX0002254754-0013 ON 2024-2183971 | ISX0002254754-0013-1 | 150338.01
APC BY SCHNEIDER ELECTRIC | APC NETSHELTER SX GEN 2, 45U SERVER RACK ENCLOSURE 600MM X 1200MM W/ SIDES BLACK | AR3305B2 | 4910
APC BY SCHNEIDER ELECTRIC | ISX0002359612-0005 ON 2024-2186253-1 | ISX0002359612-0005 | 808160.15
APC BY SCHNEIDER ELECTRIC | ISX0002350118-0005 ON 2024-2186913 | ISX0002350118-0005 | 104409.46
APC BY SCHNEIDER ELECTRIC | ISX0002353960-0003 ON 2024-2187241 | ISX0002353960-0003 | 441032.86
APC BY SCHNEIDER ELECTRIC | ISX0002353933-0006 ON 2024-2187240-1 | ISX0002353933-0006 | 563708.98
APC BY SCHNEIDER ELECTRIC | PRODUCT RACK WALLBOX AR106V IN WHITE COLOR WITH SHIPMENT CUSTOMER SITE | QRACK-QTHO48395-00 | 1282.5
APC BY SCHNEIDER ELECTRIC | ISX0002361595-0001-ET ON 2024-2187379 | ISX0002361595-0001-ET | 59754.35
APC BY SCHNEIDER ELECTRIC | 25 KVA POWER UPGRADE SERVICE FOR (1) GALAXY VS UPS | WUPGVSPW-VS-25 | 6205
APC BY SCHNEIDER ELECTRIC | SCHEDULING UPGRADE TO 7X24 FOR MBRS | WUPGMBRS7X24-MB28 | 1026.13
APC BY SCHNEIDER ELECTRIC | EASY UPS 3S MODULAR BATTERY CABINET 208V | E3SXR7 | 8710
APC BY SCHNEIDER ELECTRIC | SCHEDULED ASSEMBLY SERVICE 5X8 FOR (1) ADDITIONAL GALAXY VM BATTERY FRAME | WASSEMEXBTAD-VM-49 | 3300
APC BY SCHNEIDER ELECTRIC | APC SMART-UPS 2200VA LCD RM 2U 120V WITH SMARTCONNECT TAA-COMPLIANT | SMT2200RM2UCUS | 3010
APC BY SCHNEIDER ELECTRIC | NMC FOR GALAXY AND SYMMETRA PX, 3-PHASE - 1 YEAR SECURE NMC SUBSCRIPTION | SWNMC3PUPS-1Y-DIGI | 400
APC BY SCHNEIDER ELECTRIC | NMC FOR GALAXY AND SYMMETRA PX, 3-PHASE - 2 YEAR SECURE NMC SUBSCRIPTION | SWNMC3PUPS-2Y-DIGI | 780
APC BY SCHNEIDER ELECTRIC | NMC FOR GALAXY AND SYMMETRA PX, 3-PHASE - 3 YEAR SECURE NMC SUBSCRIPTION | SWNMC3PUPS-3Y-DIGI | 1140
APC BY SCHNEIDER ELECTRIC | NMC FOR GALAXY AND SYMMETRA PX, 3-PHASE - 4 YEAR SECURE NMC SUBSCRIPTION | SWNMC3PUPS-4Y-DIGI | 1480
APC BY SCHNEIDER ELECTRIC | NMC FOR GALAXY AND SYMMETRA PX, 3-PHASE - 5 YEAR SECURE NMC SUBSCRIPTION | SWNMC3PUPS-5Y-DIGI | 1800
APC BY SCHNEIDER ELECTRIC | NMC FOR GALAXY AND SYMMETRA PX, 3-PHASE - 6 YEAR SECURE NMC SUBSCRIPTION | SWNMC3PUPS-6Y-DIGI | 2160
APC BY SCHNEIDER ELECTRIC | NMC FOR POWER DISTRIBUTION UNITS, 3-PHASE - 1 YEAR SECURE NMC SUBSCRIPTION | SWNMC3PPDU-1Y-DIGI | 400
APC BY SCHNEIDER ELECTRIC | NMC FOR POWER DISTRIBUTION UNITS, 3-PHASE - 2 YEAR SECURE NMC SUBSCRIPTION | SWNMC3PPDU-2Y-DIGI | 780
APC BY SCHNEIDER ELECTRIC | NMC FOR POWER DISTRIBUTION UNITS, 3-PHASE - 3 YEAR SECURE NMC SUBSCRIPTION | SWNMC3PPDU-3Y-DIGI | 1140
APC BY SCHNEIDER ELECTRIC | NMC FOR POWER DISTRIBUTION UNITS, 3-PHASE - 4 YEAR SECURE NMC SUBSCRIPTION | SWNMC3PPDU-4Y-DIGI | 1480
APC BY SCHNEIDER ELECTRIC | NMC FOR POWER DISTRIBUTION UNITS, 3-PHASE - 5 YEAR SECURE NMC SUBSCRIPTION | SWNMC3PPDU-5Y-DIGI | 1800
APC BY SCHNEIDER ELECTRIC | NMC FOR POWER DISTRIBUTION UNITS, 3-PHASE - 6 YEAR SECURE NMC SUBSCRIPTION | SWNMC3PPDU-6Y-DIGI | 2160
APC BY SCHNEIDER ELECTRIC | NMC3 FOR 1-PH RPDU - 2 YEAR SECURE NMC SUBSCRIPTION | SWNMC3PDU-2Y-DIGI | 78
APC BY SCHNEIDER ELECTRIC | NMC3 FOR SMART-UPS & 1-PH SYMMETRA - 4 YEAR SECURE NMC SUBSCRIPTION | SWNMC3SU-4Y-DIGI | 279
APC BY SCHNEIDER ELECTRIC | NMC3 FOR 1-PH RPDU - 4 YEAR SECURE NMC SUBSCRIPTION | SWNMC3PDU-4Y-DIGI | 146
APC BY SCHNEIDER ELECTRIC | NMC3 FOR EASY UPS, 1-PHASE - 2 YEAR SECURE NMC SUBSCRIPTION | FWENMC1P-ST2Y-DIGI | 117
APC BY SCHNEIDER ELECTRIC | NMC3 FOR EASY UPS, 1-PHASE - 4 YEAR SECURE NMC SUBSCRIPTION | FWENMC1P-ST4Y-DIGI | 222
APC BY SCHNEIDER ELECTRIC | NMC3 FOR EASY UPS, 1-PHASE - 6 YEAR SECURE NMC SUBSCRIPTION | FWENMC1P-ST6Y-DIGI | 321
APC BY SCHNEIDER ELECTRIC | NMC3 FOR EASY UPS, 3-PHASE - 2 YEAR SECURE NMC SUBSCRIPTION | FWENMC3P-ST2Y-DIGI | 125
APC BY SCHNEIDER ELECTRIC | NMC3 FOR EASY UPS, 3-PHASE - 4 YEAR SECURE NMC SUBSCRIPTION | FWENMC3P-ST4Y-DIGI | 234
APC BY SCHNEIDER ELECTRIC | NMC3 FOR EASY UPS, 3-PHASE - 6 YEAR SECURE NMC SUBSCRIPTION | FWENMC3P-ST6Y-DIGI | 341
APC BY SCHNEIDER ELECTRIC | 3 YEAR 4HR 7X24 RESPONSE UPGRADE TO FACTORY WARRANTY OR EXISTING SERVICE CONTRAC | WUPG4HR-UG-01 | 3874.5
APC BY SCHNEIDER ELECTRIC | - (1) YEAR ADVANTAGE ULTRA SERVICE PLAN FOR (1) SYMMETRA PX UPS 40KVA 40 AND/OR | WADVULTRAM-PX-24 | 10525
APC BY SCHNEIDER ELECTRIC | APC NETSHELTER SX SERVER RACK GEN 2, 42U, 1991H X 750W X 1070D MM, WITH SIDES, B | AR3150B2 | 4415
APC BY SCHNEIDER ELECTRIC | APC LITHIUM ION REPLACEMENT BATTERY CARTRIDGE #174 LI | APCRBC174-LI | 3351.55
APC BY SCHNEIDER ELECTRIC | APC NETSHELTER SX GEN 2, 42U SERVER RACK ENCLOSURE 600MM X 1070MM W/ SIDES BLACK | AR3100B2 | 3505
APC BY SCHNEIDER ELECTRIC | 1 YEAR ON-SITE WARRANTY EXT FOR (1) GALAXY VS 20 TO 25KW UPS | WOE1YR-VS2-A41 | 5095
APC BY SCHNEIDER ELECTRIC | (1) ADDITIONAL CONTRACT PM VISIT 5X8 FOR (1) GALAXY VS 20 TO 25KW UPS | WPMV-VS2-A41 | 2165
APC BY SCHNEIDER ELECTRIC | 1 YEAR NBD 1P ADVANTAGE PLAN FOR SYMMETRA | WADVPLN1P-SY-08-11 | 3025.63
APC BY SCHNEIDER ELECTRIC | ISX0002358504-0005 ON 2024-2201701 | ISX0002358504-0005 | 154209.66
APC BY SCHNEIDER ELECTRIC | APC NETSHELTER SX GEN 2, 42U SERVER RACK ENCLOSURE 600MM X 1200MM W/ SIDES WHITE | AR3300W2 | 4795
APC BY SCHNEIDER ELECTRIC | ISX0002325437-0005 ON 2024-2206578-1 | ISX0002325437-0005 | 274497.36
APC BY SCHNEIDER ELECTRIC | APC NETSHELTER SX GEN 2, 45U SERVER RACK ENCLOSURE 750MM X 1070MM W/ SIDES BLACK | AR3155B2 | 4765
APC BY SCHNEIDER ELECTRIC | SCHNEIDER EASY UPS ON-LINE LI-ION SRVL RT 1000VA 120V, WITH RAIL KIT | SRVSL1KRARK | 3050
APC BY SCHNEIDER ELECTRIC | (1) YR ADV ULTRA FOR (1) SYM PX UPS 100KVA 100 AND OR PDU, 10 YRS INSTALLED | WADVULTRAM-PX-41 | 17870
APC BY SCHNEIDER ELECTRIC | (1) YR ADV ULTRA FOR (1) SY 250 KVA UPS, (2) XR FRAMES, PDU, 10 YRS INSTALLED | WADVULTRAM-NX-84 | 43470
APC BY SCHNEIDER ELECTRIC | SMART-UPS VT REVITALIZATION FOR (1) 20 KVA 208V UPS 3:3 WITH ADVANTAGE SERVICE P | WMPRS1F-VT-20-3A | 25755
APC BY SCHNEIDER ELECTRIC | APC NETSHELTER SX GEN 2, 48U SERVER RACK ENCLOSURE 750MM X 1200MM W/ SIDES WHITE | AR3357W2 | 6995
APC BY SCHNEIDER ELECTRIC | 1 YEAR ECOCARE FOR SINGLE-PHASE UPS FOR OUT OF FACTORY WARRANTY SYMMETRA LX L08 | ECO1PH1YOFWSY08 | 4680
APC BY SCHNEIDER ELECTRIC | ISX0002343484-0008 ON 2024-2210602 | ISX0002343484-0008 | 179937.19
APC BY SCHNEIDER ELECTRIC | APC NETSHELTER SX GEN 2, 48U SERVER RACK ENCLOSURE 750MM X 1070MM W SIDES BLACK | AR3157B2 | 5250
APC BY SCHNEIDER ELECTRIC | APC NETSHELTER SX GEN 2, 42U SERVER RACK ENCLOSURE 600MM X 1200MM W SIDES BLACK | AR3300B2 | 4570
APC BY SCHNEIDER ELECTRIC | APC NETSHELTER SX GEN 2 , 48U SERVER RACK ENCLOSURE 600MM X 1200MM W SIDES BLACK | AR3307B2 | 5425
APC BY SCHNEIDER ELECTRIC | APC NETSHELTER SX GEN 2, 48U SERVER RACK ENCLOSURE 600MM X 1200MM W SIDES WHITE | AR3307W2 | 5695
APC BY SCHNEIDER ELECTRIC | APC NETSHELTER SX GEN 2, 42U SERVER RACK ENCLOSURE 750MM X 1200MM W SIDES BLACK | AR3350B2 | 5805
APC BY SCHNEIDER ELECTRIC | APC NETSHELTER SX GEN 2, 42U SERVER RACK ENCLOSURE 750MM X 1200MM W SIDES WHITE | AR3350W2 | 6095
APC BY SCHNEIDER ELECTRIC | APC NETSHELTER SX GEN 2, 45U SERVER RACK ENCLOSURE 750MM X 1200MM W SIDES BLACK | AR3355B2 | 6150
APC BY SCHNEIDER ELECTRIC | APC NETSHELTER SX GEN 2, 48U SERVER RACK ENCLOSURE 750MM X 1200MM W SIDES BLACK | AR3357B2 | 6665
APC BY SCHNEIDER ELECTRIC | ISX0002368260-0003 ON 2024-2222533 | ISX0002368260-0003 | 172277.12
APC BY SCHNEIDER ELECTRIC | ISX0002379485-0002 ON 2024-2224684 | ISX0002379485-0002 | 27589.56
APC BY SCHNEIDER ELECTRIC | ISX0002379467-0002 ON 2024-2224696 | ISX0002379467-0002 | 33286.4
APC BY SCHNEIDER ELECTRIC | ISX0002376163-0003 ON 2024-2200594-1 | ISX0002376163-0003 | 81736.97
APC BY SCHNEIDER ELECTRIC | ISX0002376153-0002-ET ON 2024-2223959-1 | ISX0002376153-0002-ET | 110905.67
APC BY SCHNEIDER ELECTRIC | PCA CBOZ | 72-130056-00 | 2605.5
APC BY SCHNEIDER ELECTRIC | SCHEDULING UPGRADE TO 7X24 FOR MBRS | WUPGMBRS7X24-MB-00 | 1026.13
APC BY SCHNEIDER ELECTRIC | 2 YEAR ON-SITE WARRANTY EXT FOR (1) GALAXY VS 40KW UPS | WOE2YR-VS1-A40 | 8895
APC BY SCHNEIDER ELECTRIC | 2 YEAR ON-SITE WARRANTY EXT FOR (1) GALAXY VS 60KW UPS | WOE2YR-VS2-A60 | 9655
APC BY SCHNEIDER ELECTRIC | ADVANTAGE ULTRA SERVICE PLAN FOR ALL-IN-ONE WITH SYMMETRA PX, DX COOLING, UP TO | WADVULTRA2AISP-03 | 73715
APC BY SCHNEIDER ELECTRIC | ISX0002356948-0010 ON 2024-2229276 | ISX0002356948-0010 | 133898.06
APC BY SCHNEIDER ELECTRIC | (1) YR ADVANTAGE PRIME SERVICE PLAN FOR (1) GALAXY VS 20 TO 25KW UPS | WADVPRIME-VS1-A25 | 7280
APC BY SCHNEIDER ELECTRIC | SEMI-ANNUAL PREVENTATIVE MAINTENANCE 5X8 FOR (1) IN ROW ACRD 300 AND 301 SERIES | WSPMV5X8-AX-34 | 4475
APC BY SCHNEIDER ELECTRIC | GALAXY VS NEMA 2 HOLES KIT | GVSOPT005 | 652
APC BY SCHNEIDER ELECTRIC | 1 YR ADVANTAGE ECOSTRUXURE ASSET ADVISOR PLUS PREDICT SERVICE FOR (1) 3P UPS 41 | WADVEAAPLUS-AA-02 | 855
APC BY SCHNEIDER ELECTRIC | (1) ADDITIONAL CONTRACT PM VISIT 5X8 FOR (1) GALAXY VS 80 TO 100KW UPS | WPMV-VS2-A100 | 2165
APC BY SCHNEIDER ELECTRIC | ISX0002347123-0012 ON 2024-2241108-1 | ISX0002347123-0012 | 82621.86
APC BY SCHNEIDER ELECTRIC | 1 YEAR EXTENDED WARRANTY FOR LI-ION SMART-UPS L13 | WEXTWAR1YR-SPL-13 | 204
APC BY SCHNEIDER ELECTRIC | SCHEDULING UPGRADE TO 7X24 FOR MBRS | WUPGMBRS7X24-MB-00 | 1282.5
APC BY SCHNEIDER ELECTRIC | ASSY NH2 STYLE FUSE 200A | 0M-3393 | 83
APC BY SCHNEIDER ELECTRIC | KIT MX28B3600 450-700 BREAKER | 0M-1826 | 149
APC BY SCHNEIDER ELECTRIC | CORDSET #6 50A 250V 3P-4W 47FT | 0M-5886-047 | 1030
APC BY SCHNEIDER ELECTRIC | MODULE MERLIN GERIN 12 CB 400A LVD | 0M-2188 | 745
APC BY SCHNEIDER ELECTRIC | TC 3WIRE W/L5-20 31 FOOT | 0M-5357-031 | 478
APC BY SCHNEIDER ELECTRIC | APC SYMMETRA LX 16KVA N+1 RACK-MOUNT FRA | SYAF16KBXRMT | 11460
APC BY SCHNEIDER ELECTRIC | ASSEMBLY BLANK RECTIFIER COVER BLK | 0M-3220 | 19.75
APC BY SCHNEIDER ELECTRIC | RACK PDU 2G, SWITCHED, ZEROU, 16A, 230V, (7) C13 & (1) C19, IEC309 CORD | AP8958EU3 | 2510
APC BY SCHNEIDER ELECTRIC | POWER CORD, LOCKING C19 TO L6-20P, 3.0M | AP8753J | 88
APC BY SCHNEIDER ELECTRIC | (2) YEAR ON-SITE WARRANTY EXTENSION SERVICE FOR (1) EXTERNAL BATTERY FRAME FOR S | WOEBAT2YR-NX-A3 | 17525
APC BY SCHNEIDER ELECTRIC | KIT TEMP PROBE 15 FT | 0M-2531 | 42
APC BY SCHNEIDER ELECTRIC | TC 3WIRE W/L6-20 31 FOOT | 0M-5360-031 | 338
APC BY SCHNEIDER ELECTRIC | APC SYMMETRA LX 8KVA N+1 TOWER FRAME, 20 | SYAF8KT | 12220
APC BY SCHNEIDER ELECTRIC | 4800A EXTENSION, THIRD | 0M-9310 | 17740
APC BY SCHNEIDER ELECTRIC | ASSY MERLIN GERIN CB C60HC 50A SP | 0M-3319 | 17.25
APC BY SCHNEIDER ELECTRIC | KIT 2 CABLE 12FT/12AWG/5-20P | 0M-91156 | 73
APC BY SCHNEIDER ELECTRIC | TC 4WIRE W/L15-30 27 FOOT | 0M-5352-027 | 219
APC BY SCHNEIDER ELECTRIC | KIT 4 CABLE-12AWG/12FT/5-20P | 0M-91138 | 148
APC BY SCHNEIDER ELECTRIC | MODULE BATTERY DISCONNECT 400A LVD | 0M-2190 | 886
APC BY SCHNEIDER ELECTRIC | TC 3WIRE W/L5-20 41 FOOT | 0M-5357-041 | 628
APC BY SCHNEIDER ELECTRIC | ASSY NH2 STYLE 100A FUSE | 0M-3390 | 83
APC BY SCHNEIDER ELECTRIC | ASSY BATTERY RETURN, W/400A SHUNT, MODULE | 0M-2959 | 235
APC BY SCHNEIDER ELECTRIC | MODULE NH2 FUSE (400A LVD) | 0M-2187 | 688
APC BY SCHNEIDER ELECTRIC | SMARTCARD MODULE | 0M-2576 | 115
APC BY SCHNEIDER ELECTRIC | SEISMIC KIT FOR 600MM SYMMETRA PX 100 AN | SYOPT600 | 627
APC BY SCHNEIDER ELECTRIC | (1) COMPLETE DC CAPACITOR REPLACEMENT SE | WCAPREPLC-E6-C1 | 4900
APC BY SCHNEIDER ELECTRIC | START-UP SERVICE 5X8 FOR INROOM CHILLED WATER 28-87KW | WSTRTUP5X8-AX-25 | 2795
APC BY SCHNEIDER ELECTRIC | ASSY MX06100-GMTFSEAMPC-60ABKR | 0M-91049 | 3000
APC BY SCHNEIDER ELECTRIC | TC 3WIRE W/L6-30 49 FOOT | 0M-5359-049 | 330
APC BY SCHNEIDER ELECTRIC | MGE GALAXY 5000 ADJ BAT CABINET TYPE 490 | 0M-G5TB490ADJ | 11955
APC BY SCHNEIDER ELECTRIC | TC 3WIRE W/L6-30 43 FOOT | 0M-5359-043 | 311
APC BY SCHNEIDER ELECTRIC | APC 17 RACK LCD CONSOLE - UNITED KINGDOM | AP5717UK | 2010
APC BY SCHNEIDER ELECTRIC | NETSHELTER SX 45U 1070 SPLIT FEED THROUG | AR7315 | 1185
APC BY SCHNEIDER ELECTRIC | APC SYMMETRA LX 8KVA SCALABLE TO 8KVA N+1 TOWER, 220/230/240 OR 380/400/415V | SYA8K8I | 24615
APC BY SCHNEIDER ELECTRIC | ASSY MX06-50-GMT FUSES/TB | 0M-91072 | 1630
APC BY SCHNEIDER ELECTRIC | ASSY MS/MY06 MOUNTING BKT ETSI | 0M-SAS-06-003 | 74
APC BY SCHNEIDER ELECTRIC | BATTERY BUS EXT KIT(2400) | 0M-9256 | 586
APC BY SCHNEIDER ELECTRIC | 6FT (1.828M) STAINLESS FLEX PIPE KIT 1.2 | ACAC10017 | 2305
APC BY SCHNEIDER ELECTRIC | ASSY MY06 TEMP PROBE 3M | 0M-SAS-06-004 | 76
APC BY SCHNEIDER ELECTRIC | NETSHELTER SX 45U 600MM WIDE PERFORATED | AR7105 | 827
APC BY SCHNEIDER ELECTRIC | 1 YEAR ADVANTAGE ULTRA SERVICE PLAN FOR | WADVULTRA-UF-22 | 9515
APC BY SCHNEIDER ELECTRIC | (1) YEAR ADVANTAGE PRIME SERVICE PLAN FOR (1) MODULAR COOLING FRAME (ACECFR20XXX | WADVPRIME-AX-80 | 9070
APC BY SCHNEIDER ELECTRIC | 1 YEAR ADVANTAGE PRIME SERVICE PLAN FOR | WADVPRIME-UF-21 | 6755
APC BY SCHNEIDER ELECTRIC | POWER CORD, LOCKING C19 TO L5-20P, 3.0M | AP8752J | 90
APC BY SCHNEIDER ELECTRIC | NETSHELTER SX 48U 600MM WIDE X 1200MM DE | AR3307X617 | 4075
APC BY SCHNEIDER ELECTRIC | TC 3WIRE W/L5-20 9 FOOT | 0M-5357-009 | 376
APC BY SCHNEIDER ELECTRIC | CONDENSER, 2 FAN, SINGLE CIRCUIT, 2.3MBH /1C TD, 220/1/50 FSC | ACCD75219 | 11405
APC BY SCHNEIDER ELECTRIC | BLANK DISTRIBUTION MODULE | 0M-3395 | 17.25
APC BY SCHNEIDER ELECTRIC | CORDSET #12 5WIRE W/L21-20 31FOOT | 0M-0182-031 | 201
APC BY SCHNEIDER ELECTRIC | CORDSET #6 50A 250V 3P-4W 45FT | 0M-5886-045 | 997
APC BY SCHNEIDER ELECTRIC | ASSY MY06 DST GMT54X10 FRN TRM | 0M-DCD-06-006 | 747
APC BY SCHNEIDER ELECTRIC | MODULE MERLIN GERIN 28 CB, NO LVD | 0M-2186 | 544
APC BY SCHNEIDER ELECTRIC | S/A FUSE CAB 4800 - 2400 SHUNT | 0M-1889 | 6815
APC BY SCHNEIDER ELECTRIC | TC 3WIRE W/L6-30 9 FOOT | 0M-5359-009 | 322
APC BY SCHNEIDER ELECTRIC | TC 3WIRE W/L6-30 55 FOOT | 0M-5359-055 | 273
APC BY SCHNEIDER ELECTRIC | (1) YEAR ADVANTAGE PLUS SERVICE PLAN FOR | WADVPLUS-PX-23 | 5305
APC BY SCHNEIDER ELECTRIC | PDF ASSY,96 CB | 0M-9270 | 10235
APC BY SCHNEIDER ELECTRIC | 32 CABLE EXTENDER 5-WIRE #10 AWG, UL WI | PDW32L21-20XC | 607
APC BY SCHNEIDER ELECTRIC | RACK PDU BASIC ZERO U 30A 100V 24 5-15 | AP7532J | 708
APC BY SCHNEIDER ELECTRIC | CIRCUIT BREAKER KIT, 200A (MX28) | 0M-9291 | 827
APC BY SCHNEIDER ELECTRIC | APC BACK-UPS 650, 8 OUTLET, CANADA | BE650G1-CN | 202
APC BY SCHNEIDER ELECTRIC | ASSY MY06 DIST CB4X10A RR TERM | 0M-DCD-06-001 | 569
APC BY SCHNEIDER ELECTRIC | ASSY BATTERY TRAY, MAGNUM XS 450 | 0M-2899 | 54
APC BY SCHNEIDER ELECTRIC | KIT C60 MERLIN CB NO BUS | 0M-3496 | 2.5
APC BY SCHNEIDER ELECTRIC | ASSY MX06-50-60 A CB/STUDS | 0M-91074 | 1665
APC BY SCHNEIDER ELECTRIC | 1 YEAR ADVANTAGE PLUS SERVICE PLAN FOR CW LE MODEL 0600 THRU 1400 | WADVPLUS-UF-21 | 6330
APC BY SCHNEIDER ELECTRIC | MODULE BATTERY DISCONNECT (NO LVD) | 0M-3142 | 740
APC BY SCHNEIDER ELECTRIC | ASSY NH2 STYLE FUSE 400A | 0M-3391 | 83
APC BY SCHNEIDER ELECTRIC | KIT C60 STYLE MERLIN GERIN CB | 0M-3226 | 19.75
APC BY SCHNEIDER ELECTRIC | APC SYMMETRA LX 16KVA N+1 RACK-MOUNT FRAME, 220/230/240V OR 380/400/415V | SYAF16KRMI | 11325
APC BY SCHNEIDER ELECTRIC | ASSY MX06-100 W/2X2X30ABRKRS | 0M-91047 | 2640
APC BY SCHNEIDER ELECTRIC | ASSY MX06100-GMTFSEAMPC-30ABKR | 0M-91048 | 2845
APC BY SCHNEIDER ELECTRIC | TC 3WIRE W/L6-30 37 FOOT | 0M-5359-037 | 289
APC BY SCHNEIDER ELECTRIC | NO LVD (MAIN/EXT) | 0M-9241 | 242
APC BY SCHNEIDER ELECTRIC | KIT 1 CABLE 12FT/10AWG/L6-30P | 0M-91159 | 45
APC BY SCHNEIDER ELECTRIC | SEMI-ANNUAL PREVENTATIVE MAINTENANCE 5X8 | WSPMV5X8-AX-80 | 4090
APC BY SCHNEIDER ELECTRIC | APC NETBOTZ FULL-YEAR EXTENDED WARRANTY | WNBSP0143 | 7450
APC BY SCHNEIDER ELECTRIC | STRUXUREWARE CHANGE, 3 YEAR SOFTWARE MAI | WCHM3YR200 | 17640
APC BY SCHNEIDER ELECTRIC | START-UP SERVICE FOR (1) GALAXY PW 160 OR 200 OR PWI 200 KVA UPS | WSTRTUP-GP-20 | 8550
APC BY SCHNEIDER ELECTRIC | (1) YEAR ADVANTAGE PLUS SERVICE PLAN FOR (1) R134A PUMPED REFRIGERANT INROW UNIT | WADVPLUS-AX-73 | 2630
APC BY SCHNEIDER ELECTRIC | (1) YEAR ADVANTAGE PLUS SERVICE PLAN FOR (1) SYMMETRA PX UPS 40KVA 80 OR 100 FRA | WADVPLUS-PX-34 | 6865
APC BY SCHNEIDER ELECTRIC | (1) COMPLETE AC INPUT CAPACITOR REPLACEM | WACINCAP-G4-00 | 2265
APC BY SCHNEIDER ELECTRIC | (1) COMPLETE AC OUTPUT CAPACITOR REPLACE | WACOUTCAP-GP-00 | 3400
APC BY SCHNEIDER ELECTRIC | (1) COMPLETE AC INPUT CAPACITOR REPLACEM | WACINCAP-G5-00 | 2405
APC BY SCHNEIDER ELECTRIC | (1) COMPLETE AC OUTPUT CAPACITOR REPLACE | WACOUTCAP-G4-00 | 2030
APC BY SCHNEIDER ELECTRIC | MONTHLY PREVENTATIVE MAINTENANCE 7X24 FOR IN-ROW DX 5KW SELF CONTAINED COOLING S | WMPMV7X24-AX-14 | 17030
APC BY SCHNEIDER ELECTRIC | SEMI-ANNUAL PREVENTATIVE MAINTENANCE 5X8 | WSPMV5X8-AX-27 | 5375
APC BY SCHNEIDER ELECTRIC | START-UP SERVICE FOR (1) EPS 7000 300 TO 500 KVA UPS | WSTRTUP-E7-50 | 11760
APC BY SCHNEIDER ELECTRIC | 2 YEAR ON SITE WARRANTY EXT. FOR 1 DX LE MODEL 0721 THRU 0921 | WNBSP3143 | 14530
APC BY SCHNEIDER ELECTRIC | (1) YEAR ADVANTAGE PLUS SERVICE PLAN FOR (1) SYMMETRA MW 600KVA | WADVPLUS-MW-10 | 11810
APC BY SCHNEIDER ELECTRIC | CDX, CONNECTOR ACCESSORY BRACKET, 10 (2 | AR8682 | 164
APC BY SCHNEIDER ELECTRIC | DATA CENTER OPERATION: COOLING OPTIMIZE, 1 MONTH SOFTWARE SUPPORT CONTRACT, 100 | AR8356 | 374
APC BY SCHNEIDER ELECTRIC | (1) YEAR ADVANTAGE ULTRA SERVICE PLAN FO | WADVULTRA-MW-14 | 40530
APC BY SCHNEIDER ELECTRIC | ASSY GMT PANEL - 23 | 0M-91093 | 750
APC BY SCHNEIDER ELECTRIC | PDF ASSY,48CB | 0M-9269 | 7310
APC BY SCHNEIDER ELECTRIC | NETSHELTER SX 48U 1200 SPLIT FEED THROUG | AR7314 | 1745
APC BY SCHNEIDER ELECTRIC | MONTHLY PREVENTATIVE MAINTENANCE 5X8 FOR NETWORKAIR CW 28-87 KW | WMPMV5X8-AX-22 | 15390
APC BY SCHNEIDER ELECTRIC | START-UP SERVICE FOR (1) GALAXY PW OR PWI 80 TO 130KVA UPS | WSTRTUP-GP-12 | 6625
APC BY SCHNEIDER ELECTRIC | ASSY MX06-100 W/GMTFUSES/TB | 0M-91046 | 2985
APC BY SCHNEIDER ELECTRIC | (2) YEAR ON-SITE WARRANTY EXTENSION SERV | WOEBAT2YR-PX-A3 | 15895
APC BY SCHNEIDER ELECTRIC | MONTHLY PREVENTATIVE MAINTENANCE 5X8 FOR NETWORKAIR CW <11 KW | WMPMV5X8-AX-20 | 11855
APC BY SCHNEIDER ELECTRIC | SEMI-ANNUAL PREVENTATIVE MAINTENANCE 5X8 FOR (1) AIR SIDE ECONOMIZER MODULE WITH | WSPMV5X8-AX-81 | 2545
APC BY SCHNEIDER ELECTRIC | START-UP SERVICE FOR (1) GALAXY 5000/550 | WSTRTUP-G5-13 | 6085
APC BY SCHNEIDER ELECTRIC | ASSY MERLIN GERIN CB C60HC 40A SP | 0M-3317 | 17.25
APC BY SCHNEIDER ELECTRIC | (1) YEAR ADVANTAGE ULTRA SERVICE PLAN FOR SYMMETRA MW 1200KVA | WADVULTRA-MW-13 | 38555
APC BY SCHNEIDER ELECTRIC | (1) COMPLETE AC OUTPUT CAPACITOR REPLACE | WACOUTCAP-G5-00 | 2030
APC BY SCHNEIDER ELECTRIC | 4800A EXTENSION,SECOND | 0M-9309 | 17740
APC BY SCHNEIDER ELECTRIC | (1) COMPLETE DC CAPACITOR REPLACEMENT SE | WCAPREPLC-G4-00 | 3400
APC BY SCHNEIDER ELECTRIC | ASSY WHIP 5WIRE 10AWG L21-30 47FT | 0M-815482-047 | 828
APC BY SCHNEIDER ELECTRIC | ASSY WHIP 60A IEC309 19FT | 0M-815489-019 | 1395
APC BY SCHNEIDER ELECTRIC | ASSY WHIP 60A IEC309 29FT | 0M-815489-029 | 1125
APC BY SCHNEIDER ELECTRIC | APC IT POWER DISTRIBUTION MODULE 2 POLE | PDM2330L6-12-500 | 1085
APC BY SCHNEIDER ELECTRIC | APC IT POWER DISTRIBUTION MODULE 2 POLE 3 WIRE 30A L1-L2 L6-30 980CM | PDM2330L6-12-980 | 1260
APC BY SCHNEIDER ELECTRIC | APC IT POWER DISTRIBUTION MODULE 2 POLE | PDM2330L6-23-740 | 1190
APC BY SCHNEIDER ELECTRIC | APC SYMMETRA PX 96KW SCALABLE, 400V WITH MODULAR POWER DISTRIBUTION | SY96K96H-PD | 234765
APC BY SCHNEIDER ELECTRIC | ASSY WHIP 5WIRE 10AWG L21-30 23FT | 0M-815482-023 | 550
APC BY SCHNEIDER ELECTRIC | APC IT POWER DISTRIBUTION MODULE - AUTOM | PDM2330L6-23-500 | 1085
APC BY SCHNEIDER ELECTRIC | START-UP SERVICE 5X8 FOR (1) EXTERNAL BATTERY FRAME FOR SYMMETRA 250/500 KW | WSTRTUP-NX-83 | 1920
APC BY SCHNEIDER ELECTRIC | (1) ADDITIONAL CONTRACT PREVENTIVE MAINTENANCE VISIT 5X8 FOR (1) SYMMETRA MW 800 | WPMV-MW-10 | 3285
APC BY SCHNEIDER ELECTRIC | (1) YEAR ADVANTAGE ULTRA SERVICE PLAN FOR (1) EPS 8000 1100 TO 1125 KVA UPS | WADVULTRA-E8-11 | 30540
APC BY SCHNEIDER ELECTRIC | APC IT POWER DISTRIBUTION MODULE 2 POLE | PDM2330L6-31-980 | 1260
APC BY SCHNEIDER ELECTRIC | APC IT POWER DISTRIBUTION MODULE 2 POLE | PDM2330L6-23-860 | 1225
APC BY SCHNEIDER ELECTRIC | UPSILON STS630 4POLE 380-400V 1900MM | 0M-STSU630QZ4 | 57925
APC BY SCHNEIDER ELECTRIC | APC IT POWER DISTRIBUTION MODULE 2 POLE | PDM2330L6-23-620 | 1145
APC BY SCHNEIDER ELECTRIC | (1) YEAR ADVANTAGE PLUS SERVICE PLAN FOR | WADVPLUS-CM-50 | 8040
APC BY SCHNEIDER ELECTRIC | START-UP SERVICE 5X8 FOR (1) SYMMETRA 500KW UPS, UP TO (4) XR FRAMES AND PDU | WSTRTUP-NX-20 | 22840
APC BY SCHNEIDER ELECTRIC | ASSY WHIP 60A IEC309 35FT | 0M-815489-035 | 1245
APC BY SCHNEIDER ELECTRIC | (1) YEAR ADVANTAGE ULTRA SERVICE PLAN FOR (1) GALAXY PW 160 OR 200 OR PWI 200 KV | WADVULTRA-GP-20 | 19280
APC BY SCHNEIDER ELECTRIC | NETSHELTER SX 42U 750MMX1200MM DEEP ENCL | AR3350X617 | 4600
APC BY SCHNEIDER ELECTRIC | ASSY WHIP 5WIRE 10AWG L21-30 9FT | 0M-815482-009 | 455
APC BY SCHNEIDER ELECTRIC | (1) YEAR ADVANTAGE PLUS SERVICE PLAN FOR HIGH-DENSITY COOLING ENCLOSURE | WADVPLUS-AX-60 | 5045
APC BY SCHNEIDER ELECTRIC | APC IT POWER DISTRIBUTION MODULE 2 POLE | PDM2330L6-12-860 | 1220
APC BY SCHNEIDER ELECTRIC | APC SMART-UPS 2200VA LCD RM 2U 120V WITH | SMT2200R2X658 | 2860
APC BY SCHNEIDER ELECTRIC | UPSILON STS250 4POLE 380-415V 1400MM | 0M-STSU250HY4 | 36220
APC BY SCHNEIDER ELECTRIC | APC IT POWER DISTRIBUTION MODULE 2 POLE | PDM2330L6-31-620 | 1140
APC BY SCHNEIDER ELECTRIC | IT POWER DISTRIBUTION MODULE 2 POLE 3 WI | PDM2330L6-31-860 | 1220
APC BY SCHNEIDER ELECTRIC | UPSILON STS400 3POLE 380-415V 1900MM | 0M-STSU400HZ3 | 43025
APC BY SCHNEIDER ELECTRIC | UPSILON STS400 4POLE 415V IP00 | 0M-STSU400RX4 | 35385
APC BY SCHNEIDER ELECTRIC | APC IT POWER DISTRIBUTION MODULE 2 POLE | PDM2330L6-31-740 | 1190
APC BY SCHNEIDER ELECTRIC | NETSHELTER SX 48U 750MM WIDE X 1070MM DEEP ENCLOSURE WITHOUT DOORS BLACK | AR3157X610 | 4295
APC BY SCHNEIDER ELECTRIC | APC IT POWER DISTRIBUTION MODULE 3 POLE | PDM3460IEC309-680 | 3550
APC BY SCHNEIDER ELECTRIC | ASSY CKT BRKR 3P 60A SQD QOB | 0M-815518 | 179
APC BY SCHNEIDER ELECTRIC | (1) YEAR ADVANTAGE ULTRA SERVICE PLAN FOR (1) EPS 8000 1000 KVA UPS | WADVULTRA-E8-10 | 28715
APC BY SCHNEIDER ELECTRIC | (1) YEAR ADVANTAGE PLUS SERVICE PLAN FOR (1) GALAXY PW OR PWI 80 TO 130 KVA UPS | WADVPLUS-GP-12 | 7510
APC BY SCHNEIDER ELECTRIC | ASSY WHIP 5WIRE 10AWG L21-30 53FT | 0M-815482-053 | 902
APC BY SCHNEIDER ELECTRIC | APC IT POWER DISTRIBUTION MODULE 2 POLE | PDM2330L6-12-620 | 1140
APC BY SCHNEIDER ELECTRIC | APC IT POWER DISTRIBUTION MODULE 2 POLE | PDM2330L6-12-740 | 1195
APC BY SCHNEIDER ELECTRIC | NETSHELTER SX 48U 750MM WIDE X 1200MM DE | AR3357X617 | 5105
APC BY SCHNEIDER ELECTRIC | MODULAR BATTERY REPLACEMENT SERVICE 18 X | WMBRS18-MB-T9B4 | 76200
APC BY SCHNEIDER ELECTRIC | APC NETSHELTER CX - RACK - WITH POWER DI | AR4038X431 | 12695
APC BY SCHNEIDER ELECTRIC | MODULAR BATTERY REPLACEMENT SERVICE 15 X | WMBRS15-MB-T9B4 | 63390
APC BY SCHNEIDER ELECTRIC | DATA CENTER OPERATION: IT OPTIMIZE 100 R | AP9160100 | 29865
APC BY SCHNEIDER ELECTRIC | NETSHELTER CX 18U 750 MM WIDE X 1130 MM | AR4018X429 | 7345
APC BY SCHNEIDER ELECTRIC | MODULAR BATTERY REPLACEMENT SERVICE 1 X | WMBRS1-MB-T9B4 | 5610
APC BY SCHNEIDER ELECTRIC | MODULAR BATTERY REPLACEMENT SERVICE 24 X | WMBRS24-MB-T9B6 | 150480
APC BY SCHNEIDER ELECTRIC | DELL ONLY 1-16BB34I MOD BATT AND RECYCLI | WMBSYB-MB-T9B4 | 4125
APC BY SCHNEIDER ELECTRIC | SCHNEIDER ELECTRIC MODULAR BATTERY REPLA | WMBRS12-MB-T9B4 | 50725
APC BY SCHNEIDER ELECTRIC | (1) ADDNL CONTRACT PM VISIT FOR (1) 1/2 | WPMV5X8-PD-30 | 2135
APC BY SCHNEIDER ELECTRIC | KIT C120 MERLIN GERIN CB | 0M-3227 | 24.5
APC BY SCHNEIDER ELECTRIC | BREAKER KIT,250-400A | 0M-9126 | 198
APC BY SCHNEIDER ELECTRIC | TC 3WIRE W/L6-30 35 FOOT | 0M-5359-035 | 284
APC BY SCHNEIDER ELECTRIC | KIT 6 CABLE-14AWG/12FT/5-15P | 0M-91137 | 208
APC BY SCHNEIDER ELECTRIC | 1 YEAR EXTENDED WARRANTY FOR 3-10 KW COMPRESSORS | WEXTWAR1YR-AX-01 | 215
APC BY SCHNEIDER ELECTRIC | (1) COMPLETE DC CAPACITOR REPLACEMENT SE | WCAPREPLC-GP-00 | 4470
APC BY SCHNEIDER ELECTRIC | KIT 2 CABLE-10AWG/12FT/6-30P | 0M-91135 | 152
APC BY SCHNEIDER ELECTRIC | S/A BATT. BUS EXT (4800A) | 0M-2666 | 1060
APC BY SCHNEIDER ELECTRIC | TC 3WIRE W/L6-30 19 FOOT | 0M-5359-019 | 344
APC BY SCHNEIDER ELECTRIC | ASSY SM LD RETURN MODULE | 0M-2969 | 169
APC BY SCHNEIDER ELECTRIC | TC 3WIRE W/L5-20 7 FOOT | 0M-5357-007 | 357
APC BY SCHNEIDER ELECTRIC | ASSY MX06100-2X30ABKR/60ABKR | 0M-91052 | 2850
APC BY SCHNEIDER ELECTRIC | SEMI-ANNUAL PREVENTATIVE MAINTENANCE 5X8 | WSPMV5X8-AX-25 | 5150
APC BY SCHNEIDER ELECTRIC | (1) COMPLETE AC OUTPUT CAPACITOR REPLACE | WACOUTCAP-E6-C1 | 4280
APC BY SCHNEIDER ELECTRIC | TC 3WIRE W/L5-20 37 FOOT | 0M-5357-037 | 355
APC BY SCHNEIDER ELECTRIC | (1) COMPLETE AC INPUT CAPACITOR REPLACEM | WACINCAP-GP-00 | 2670
APC BY SCHNEIDER ELECTRIC | (1) COMPLETE AC INPUT CAPACITOR REPLACEM | WACINCAP-E6-C1 | 4280
APC BY SCHNEIDER ELECTRIC | CDU FLEXIBLE FLUID PIPING - 300 FEET (91.4 METERS) | ACAC20002 | 4470
APC BY SCHNEIDER ELECTRIC | TC 3WIRE W/L6-20 7 FOOT | 0M-5360-007 | 373
APC BY SCHNEIDER ELECTRIC | QUARTERLY PREVENTATIVE MAINTENANCE 7X24 FOR NETWORKAIR FM A/W/G/PC 0-27 KW WITH | WQPMV7X24-AX-41 | 12930
APC BY SCHNEIDER ELECTRIC | START-UP SERVICE FOR (1) EPS 8000 555KVA UPS | WSTRTUP-E8-62 | 13920
APC BY SCHNEIDER ELECTRIC | KIT TEMP PROBE 50 FT | 0M-3182 | 96
APC BY SCHNEIDER ELECTRIC | TC 3WIRE W/L5-20 43 FOOT | 0M-5357-043 | 374
APC BY SCHNEIDER ELECTRIC | ASSY MY06 DST GMT54 X10 RR TRM | 0M-DCD-06-003 | 601
APC BY SCHNEIDER ELECTRIC | KIT CROSS TIE BLANKING PANEL | 0M-5495 | 31
APC BY SCHNEIDER ELECTRIC | ASSY MS/MY06 MOUNTING BKTS 23 | 0M-SAS-06-002 | 74
APC BY SCHNEIDER ELECTRIC | ASSY MX06-50-2 CKT BKRS/STUDS | 0M-91071 | 1685
APC BY SCHNEIDER ELECTRIC | (1) YEAR ADVANTAGE PLUS SERVICE PLAN FOR (1) SYMMETRA MW 1000KVA | WADVPLUS-MW-12 | 15835
APC BY SCHNEIDER ELECTRIC | QUARTERLY PREVENTIVE MAINTENANCE 5X8 FOR INROW SC AIR COOLED SELF CONTAINED COOL | WQPMV5X8-AX-14 | 4115
APC BY SCHNEIDER ELECTRIC | SEMI-ANNUAL PREVENTATIVE MAINTENANCE 5X8 | WSPMV5X8-AX-70 | 2305
APC BY SCHNEIDER ELECTRIC | APC IT POWER DISTRIBUTION MODULE 3 POLE 5 WIRE 16A IEC309 140CM | PDM3516IEC-140 | 847
APC BY SCHNEIDER ELECTRIC | NESHELTER 13U REAR DOOR | AR8358 | 282
APC BY SCHNEIDER ELECTRIC | (1) YEAR ADVANTAGE PLUS SERVICE PLAN FOR | WADVPLUS-PX-33 | 6455
APC BY SCHNEIDER ELECTRIC | (1) COMPLETE AC OUTPUT CAPACITOR REPLACE | WACOUTCAP-E6-C2 | 4900
APC BY SCHNEIDER ELECTRIC | SEMI-ANNUAL PREVENTATIVE MAINTENANCE 5X8 | WSPMV5X8-AX-73 | 1540
APC BY SCHNEIDER ELECTRIC | APC DIN RAIL - PANEL MOUNT UPS-WITHOUT B | SUA500PDR | 788
APC BY SCHNEIDER ELECTRIC | APC 175KVA MODULAR POWER DISTRIBUTION UN | PDPM175G6H | 73020
APC BY SCHNEIDER ELECTRIC | FLOORSTAND, 36 SEISMIC, FRAME SIZE 6 | ACFS76078 | 2315
APC BY SCHNEIDER ELECTRIC | ASSY WHIP 5WIRE 12AWG L21-20 19FT | 0M-815481A-019 | 296
APC BY SCHNEIDER ELECTRIC | ASSY WHIP 5WIRE 12AWG L21-20 57FT | 0M-815481A-057 | 414
APC BY SCHNEIDER ELECTRIC | KIT FILLER SQD NQ PNL QTY 15 ATO | 0G-8310 | 29
APC BY SCHNEIDER ELECTRIC | ASSY WHIP 3WIRE 12AWG L5-20 17FT | 0M-815484A-017 | 289
APC BY SCHNEIDER ELECTRIC | ASSY WHIP 5WIRE 12AWG L21-20 7FT | 0M-815481A-007 | 203
APC BY SCHNEIDER ELECTRIC | MBP CTO CABLES EXIT RIGHT OF 84P | 0H-0992 | 2115
APC BY SCHNEIDER ELECTRIC | VALUELINE, VERTICAL CABLE MANAGER FOR 2 | AR8775 | 1190
APC BY SCHNEIDER ELECTRIC | PLUG FILLER GLAND PLATE 84P PDU ATO | 0G-8313 | 14.5
APC BY SCHNEIDER ELECTRIC | APC REPLACEMENT BATTERY CARTRIDGE # 136 | APCRBC136 | 775
APC BY SCHNEIDER ELECTRIC | ASSY PACKAGING FINAL 84P PDU ATO | 0G-8315 | 3930
APC BY SCHNEIDER ELECTRIC | APC SMART-UPS 2200VA LCD 100V | SMT2200J | 2985
APC BY SCHNEIDER ELECTRIC | APC SMART-UPS 3000VA RM 2U LCD 100V | SMT3000RMJ2U | 4550
APC BY SCHNEIDER ELECTRIC | POWER CORD 6EA C15 TO LOCKING C14 1.8M | AP8706S-NAX457 | 298
APC BY SCHNEIDER ELECTRIC | APC SMART-UPS 500VA LCD 100V | SMT500J | 1150
APC BY SCHNEIDER ELECTRIC | APC SMART-UPS 1500VA LCD 100V | SMT1500J | 1855
APC BY SCHNEIDER ELECTRIC | MOUNTING KIT, 1U / DUCT - ACTIVE FLOW CONTROLLER | ACAC22001 | 159
APC BY SCHNEIDER ELECTRIC | APC SMART-UPS 1000VA LCD 100V | SMT1000J | 1435
APC BY SCHNEIDER ELECTRIC | APC SMART-UPS 750VA LCD 100V | SMT750J | 1410
APC BY SCHNEIDER ELECTRIC | RACK PDU 2G, METERED-BY-OUTLET, ZEROU, 1 | AP8459EU3 | 2730
APC BY SCHNEIDER ELECTRIC | RACK PDU 2G, METERED-BY-OUTLET, ZEROU, 1 | AP8459WW | 2670
APC BY SCHNEIDER ELECTRIC | 1 YEAR EXTENDED WARRANTY, PARTS ONLY, FOR 1 CW LE MODEL 4800 THRU 5300 | WEXT1YR-UF-24 | 2120
APC BY SCHNEIDER ELECTRIC | ECOSTRUXURE IT ADVISOR: COOLING OPTIMIZE SERVER | CLENGINE | 11185
APC BY SCHNEIDER ELECTRIC | START-UP SERVICE 5X8 FOR 1 CW LE MODEL 3 | WSTRTUP-UF-23 | 4335
APC BY SCHNEIDER ELECTRIC | (1) YEAR SERVICE PROVIDER SERVICE PLAN | EVNETSP1 | 1855
APC BY SCHNEIDER ELECTRIC | NETSHELTER SX 42U 600MMX1200MM DEEP ENCL | AR3300W | 4655
APC BY SCHNEIDER ELECTRIC | FAN REPLACEMENT SERVICE FOR (1) SYMMETRA SYMF600K | WMWFANRPL-MP-600 | 18910
APC BY SCHNEIDER ELECTRIC | APC SMART-UPS SRT 6000VA 208V IEC | SRT6KXLT-IEC | 12880
APC BY SCHNEIDER ELECTRIC | SYPX FAN REPLACE SERVICE INCLUDING (5) FAN KIT FOR SYPM10KF/H TYPE MODULES ONLY | WMODFANRPL-MP-05 | 5745
APC BY SCHNEIDER ELECTRIC | APC REPLACEMENT BATTERY CARTRIDGE #106 | APCRBC106 | 122
APC BY SCHNEIDER ELECTRIC | DATA CENTER EXPERT: 1 MONTH 25 NODE SUPPORT | WDCE1M25N-DIGI | 42
APC BY SCHNEIDER ELECTRIC | CONDENSER 32KW, 95F/120F, 575V/3/60HZ | ACCD76074 | 14950
APC BY SCHNEIDER ELECTRIC | NETSHELTER ES 40U, 600MM, 1200MM ENCL | AR3300X721 | 9450
APC BY SCHNEIDER ELECTRIC | DATA CENTER OPERATION 1 YEAR DIGITAL ENERGY EFFICIENCY SUBSCRIPTION | SFTWAP90000 | 22500
APC BY SCHNEIDER ELECTRIC | BLANK NAMEPLATE FOR NETSHELTER SX CURVED | AR7001X384 | 566
APC BY SCHNEIDER ELECTRIC | FAN REPLACEMENT SERVICE FOR (1) SYMMETRA SYMF800K | WMWFANRPL-MP-800 | 22720
APC BY SCHNEIDER ELECTRIC | SYPX FAN REPLACE SERVICE INCLUDING (4) FAN KIT FOR SYPM10KF/H TYPE MODULES ONLY | WMODFANRPL-MP-04 | 5055
APC BY SCHNEIDER ELECTRIC | STRUXUREWARE DATA CENTER EXPERT; 25 NODE | SFTWAP9525 | 727
APC BY SCHNEIDER ELECTRIC | 1 YEAR ON SITE WARRANTY EXT. FOR 1 CW LE MODEL 4800 THRU 5300 | WOE1YR-UF-24 | 7125
APC BY SCHNEIDER ELECTRIC | BUSWAY TAP BOX 400A 600V 3PH4W 4A CONFIG | PBCF4A400ATBB | 5210
APC BY SCHNEIDER ELECTRIC | UNIFLAIR SUB BASE PLENUM 500MM (20IN) NO GRILLE FRAME SIZE 5 - SE WHITE | ACSB76189 | 1445
APC BY SCHNEIDER ELECTRIC | (1) YEAR ADVANTAGE PRIME SERVICE PLAN FOR (1) EPS 8000 1100 TO 1125 KVA UPS | WCL1M100R-DIGI | 779
APC BY SCHNEIDER ELECTRIC | POWER CORD KIT (6 EA), LOCKING, C13 TO C | AP8706S-NAX340 | 291
APC BY SCHNEIDER ELECTRIC | 2 YEAR COOL UPGRADE FOR 1 CW LE MODEL 4800 THRU 5300 | WCOOLUP-UF-24 | 9160
APC BY SCHNEIDER ELECTRIC | POWERBUS BUSWAY END CLOSURE 100A | PB100AEC | 151
APC BY SCHNEIDER ELECTRIC | APC SYMMETRA PX 96/160KW VALUE WALL-MOUNTED MAINTENANCE BYPASS PANEL, 400V | SYWMBP96K160H2 | 8770
APC BY SCHNEIDER ELECTRIC | FAN REPLACEMENT SERVICE FOR (1) SYMMETRA | WMWFANRPL-MP-400 | 16515
APC BY SCHNEIDER ELECTRIC | RJ45 SERIAL CABLE FOR SMART-UPS LCD MODE | AP940-1525A | 60
APC BY SCHNEIDER ELECTRIC | 2 YEAR EXTENDED WARRANTY, PARTS ONLY, FO | WEXT2YR-UF-24 | 5095
APC BY SCHNEIDER ELECTRIC | (1) YR ADVANTAGE ULTRA SERVICE PLAN FOR | WADVULTRA-VM-18 | 16650
APC BY SCHNEIDER ELECTRIC | STRUXUREWARE 5 RACK INSTALLATION SERVICE | WNSC5RACK | 8315
APC BY SCHNEIDER ELECTRIC | SYPX FAN REPLACE SERVICE INCLUDING (8) FAN KIT FOR SYPM10KF/H TYPE MODULES ONLY | WMODFANRPL-MP-08 | 7820
APC BY SCHNEIDER ELECTRIC | (1) YEAR ADVANTAGE ULTRA SERVICE FOR (1) SYMMETRA PX 160K160H | WADVULTRA-PX-66 | 38430
APC BY SCHNEIDER ELECTRIC | (1) YEAR SERVICE PROVIDER SERVICE PLAN RENEWAL | EVNETSPREN1 | 2000
APC BY SCHNEIDER ELECTRIC | (1) YR ADVANTAGE PLUS SERVICE PLAN FOR G | WADVPLUS-VM-18 | 7610
APC BY SCHNEIDER ELECTRIC | GALAXY VM SYSTEM BYPASS CABINET 675K 480V WITH LOAD BANK BREAKER | GVMSBCLB675KG | 42295
APC BY SCHNEIDER ELECTRIC | FAN REPLACEMENT SERVICE FOR (1) SYMMETRA SYMF1200K | WMWFANRPL-MP-120 | 34370
APC BY SCHNEIDER ELECTRIC | STRUXUREWARE DATA CENTER EXPERT VIRTUAL | SFTWAP94VMACT | 2660
APC BY SCHNEIDER ELECTRIC | DATA CENTER OPERATION: COOLING OPTIMIZE | CLCONTROL | 1785
APC BY SCHNEIDER ELECTRIC | NETSHELTER SV 48U 1200MM DEEP | AR732507 | 511
APC BY SCHNEIDER ELECTRIC | DATA CENTER OPERATION: CAPACITY 10 RACK | SWDCO10RCAP-DIGI | 5400
APC BY SCHNEIDER ELECTRIC | NETSHELTER SX 750MM WIDE X 1200MM DEEP NETWORKING ROOF SE WHITE | AR7716W | 824
APC BY SCHNEIDER ELECTRIC | SYMMETRA PX 70 KW SCALABLE TO 100KW, 208V WITH STARTUP, NO BATTERY | SY70K100F-NB | 69215
APC BY SCHNEIDER ELECTRIC | DCIM CUSTOM SERVICE | WNSWDCIMCUSTOM | 2630
APC BY SCHNEIDER ELECTRIC | GALAXY VM 225 KVA UPS PARALLEL 480-480 V | GVMPB225KG65S | 97605
APC BY SCHNEIDER ELECTRIC | NETSHELTER SX 42U 750MMX1070MM DEEP ENCL | AR3150W | 4415
APC BY SCHNEIDER ELECTRIC | 1 YEAR ADVANTAGE ULTRA SERVICE FOR 1 SYM | WADVULTRAM-PX-32 | 13260
APC BY SCHNEIDER ELECTRIC | GALAXY VM 225 KVA UPS SINGLE 480-208 V, 65KAIC, START UP 5X8 | GVMS225KGF65S | 140615
APC BY SCHNEIDER ELECTRIC | APC REPLACEMENT BATTERY CARTRIDGE #153 | APCRBC153 | 116
APC BY SCHNEIDER ELECTRIC | 1 YEAR ADVANTAGE ULTRA SERVICE FOR 1 SYM | WADVULTRAM-PX-33 | 13495
APC BY SCHNEIDER ELECTRIC | (1) YEAR ADVANTAGE ULTRA SERVICE PLAN FOR SYMMETRA MW 1600KVA 10YRS INSTALLED | WADVULTRAM-MW-15 | 53315
APC BY SCHNEIDER ELECTRIC | GALAXY VM 160 KVA ADDITIONAL UPS FOR 1+1 480-480 V, 65KAIC, START UP 5X8 | GVMRB160KG65S | 69160
APC BY SCHNEIDER ELECTRIC | DATA CENTER OPERATION: 10 RACK LICENSE | SWDCO10ROPS-DIGI | 2700
APC BY SCHNEIDER ELECTRIC | NETSHELTER SX 52U 750MM WIDE X 1200MM DEEP ENCLOSURE WITH SIDES BLACK | AR3357X674 | 8405
APC BY SCHNEIDER ELECTRIC | SYMMETRA PX 50KW SCALABLE TO 100KW, 208V WITH STARTUP, NO BATTERY | SY50K100F-NB | 56300
APC BY SCHNEIDER ELECTRIC | 1 YEAR ADVANTAGE ULTRA SERVICE FOR 1 SYM | WADVULTRAM-PX-34 | 14210
APC BY SCHNEIDER ELECTRIC | GALAXY VM LEVEL 2 SEISMIC KIT FOR WIDE MODULAR BATTERY CABINET | GVML2MBCW-KIT | 665
APC BY SCHNEIDER ELECTRIC | APC CHARGE-UPS #133 1-YR SP-03 | CURK133-01-03 | 540
APC BY SCHNEIDER ELECTRIC | SEISMIC KIT FOR SYMMETRA PX 20 BATTERIES | SYOPT014 | 494
APC BY SCHNEIDER ELECTRIC | APC SYMMETRA PX 9AH BATTERY UNIT, HIGH PERFORMANCE LONG LIFE 10 YRS | SYBTU2-PLPLL | 1335
APC BY SCHNEIDER ELECTRIC | NETSHELTER SX 45U 750MM WIDE X 1070MM DE | AR3155SP | 7135
APC BY SCHNEIDER ELECTRIC | (1) YEAR ADVANTAGE ULTRA SERVICE PLAN FO | WADVULTRAM-PX-24 | 11370
APC BY SCHNEIDER ELECTRIC | VED FOR 600MM WIDE TALL RANGE / VERTICAL | AR7752W | 1240
APC BY SCHNEIDER ELECTRIC | VERTICAL CABLE MANAGER FOR NETSHELTER SX 600MM WIDE 48U (QTY 2), 1 EXTRA DEPTH | AR7723X587 | 461
APC BY SCHNEIDER ELECTRIC | DATA CENTER EXPERT: 3 YEAR 500 NODE SUPP | WDCE3YR500N-DIGI | 13665
APC BY SCHNEIDER ELECTRIC | DATA CENTER OPERATION: IT OPTIMIZE, 1 YE | WITO1YR200R-DIGI | 8055
APC BY SCHNEIDER ELECTRIC | DATA CENTER OPERATION: 3 YEAR SOFTWARE S | WOPS3YR100R-DIGI | 9180
APC BY SCHNEIDER ELECTRIC | DATA CENTER OPERATION: IT OPTIMIZE, 3 YEAR SOFTWARE SUPPORT CONTRACT, 200 RACKS | WITO3YR200R-DIGI | 20126.23
APC BY SCHNEIDER ELECTRIC | DATA CENTER OPERATION: 1 YEAR SOFTWARE S | WOPS1YR10R-DIGI | 496
APC BY SCHNEIDER ELECTRIC | DATA CENTER OPERATION: IT OPTIMIZE, 3 YE | WITO3YR100R-DIGI | 13710
APC BY SCHNEIDER ELECTRIC | DATA CENTER OPERATION: IT OPTIMIZE, 1 YE | WITO1YR100R-DIGI | 5485
APC BY SCHNEIDER ELECTRIC | DATA CENTER OPERATION: 1 YEAR SOFTWARE S | WOPS1YR100R-DIGI | 4135
APC BY SCHNEIDER ELECTRIC | DATA CENTER OPERATION: IT OPTIMIZE, 3 YE | WITO3YR10R-DIGI | 1740
APC BY SCHNEIDER ELECTRIC | DATA CENTER EXPERT: 3 YEAR 25 NODE SUPPO | WDCE3YR25N-DIGI | 1140
APC BY SCHNEIDER ELECTRIC | DATA CENTER OPERATION: 3 YEAR SOFTWARE S | WOPS3YR10R-DIGI | 1105
APC BY SCHNEIDER ELECTRIC | DATA CENTER EXPERT: 1 YEAR 500 NODE SUPP | WDCE1YR500N-DIGI | 5855
APC BY SCHNEIDER ELECTRIC | APC IT POWER DISTRIBUTION MODULE 3 POLE | PDM3563IEC-440 | 3710
APC BY SCHNEIDER ELECTRIC | 15FT SMART-UPS SRT EXT CABLE FOR 72VDC E | SRT009 | 720
APC BY SCHNEIDER ELECTRIC | DATA CENTER EXPERT: 3 YEAR 100 NODE SUPP | WDCE3YR100N-DIGI | 3250
APC BY SCHNEIDER ELECTRIC | DATA CENTER OPERATION: CAPACITY, 1 YEAR | WCAP1YR500R-DIGI | 27265
APC BY SCHNEIDER ELECTRIC | DATA CENTER OPERATION: CAPACITY, 1 YEAR | WCAP1YR100R-DIGI | 9075
APC BY SCHNEIDER ELECTRIC | DATA CENTER EXPERT: 1 YEAR 1000 NODE SUPPORT | WDCE1YR1000N-DIGI | 10250
APC BY SCHNEIDER ELECTRIC | DATA CENTER OPERATION: CAPACITY, 3 YEAR | WCAP3YR100R-DIGI | 22680
APC BY SCHNEIDER ELECTRIC | APC SMART-UPS SRT 2200VA RM 230V NETWORK | SRT2200RMXLI-NC | 4890
APC BY SCHNEIDER ELECTRIC | POWER CORD KIT (6 EA), LOCKING, C13 TO C14, 1.8M (6FT), NORTH AMERICA, ORANGE | AP8706S-NAX744 | 221
APC BY SCHNEIDER ELECTRIC | DATA CENTER OPERATION: ENERGY EFFICIENCY | WEE3YR-DIGI | 30985
APC BY SCHNEIDER ELECTRIC | DATA CENTER EXPERT: 1 YEAR ENTERPRISE SO | WMS1YRENT-DIGI | 384
APC BY SCHNEIDER ELECTRIC | DATA CENTER OPERATION: 1 YEAR SOFTWARE S | WOPS1YR500R-DIGI | 13635
APC BY SCHNEIDER ELECTRIC | 1 YEAR ON-SITE WARRANTY EXT FOR (1) GALAXY VX 750KVA N+1 REDUNDANT UPS | WOE1YR-VX-76 | 18310
APC BY SCHNEIDER ELECTRIC | (1) YR ADVANTAGE ULTRA SERVICE PLAN FOR (1) GALAXY VX 500 SCALABLE TO 750KVA UPS | WADVULTRA-VX-50 | 22120
APC BY SCHNEIDER ELECTRIC | DATA CENTER EXPERT: 1 YEAR BASIC SOFTWAR | WMS1YRBASIC-DIGI | 384
APC BY SCHNEIDER ELECTRIC | DELL RACK PDU BRACKET KIT | AP6090A | 58
APC BY SCHNEIDER ELECTRIC | (1) YR ADVANTAGE ULTRA SERVICE PLAN FOR (1) GALAXY VX 625KVA UPS | WADVULTRA-VX-62 | 24625
APC BY SCHNEIDER ELECTRIC | DATA CENTER EXPERT: 1 YEAR STANDARD HARD | WMS1YRHWSTD-DIGI | 641
APC BY SCHNEIDER ELECTRIC | (1) SITE INSPECTION VISIT 5X8 FOR (1) SY | WSITEINSP-MW-A1 | 2020
APC BY SCHNEIDER ELECTRIC | RACK PDU, BASIC, 0U/1U, 208V, 8.6KW, (3) | AP6037A | 555
APC BY SCHNEIDER ELECTRIC | (1) YR ADVANTAGE ULTRA SERVICE PLAN FOR | WADVULTRA-VX-75 | 30910
APC BY SCHNEIDER ELECTRIC | MODULAR UPS REVITALIZATION SERVICE FOR ( | WMPRS4-LX-04 | 14660
APC BY SCHNEIDER ELECTRIC | NETSHELTER SX 42U 600MM WIDE X 1200MM DE | AR3300WSP | 4805
APC BY SCHNEIDER ELECTRIC | (1) SITE INSPECTION VISIT 5X8 FOR (1) SY | WSITEINSP-MW-A3 | 2295
APC BY SCHNEIDER ELECTRIC | DATA CENTER EXPERT: 3 YEAR BASIC SOFTWAR | WMS3YRBASIC-DIGI | 899
APC BY SCHNEIDER ELECTRIC | (1) YR ADVANTAGE PLUS SERVICE PLAN FOR (1) GALAXY VX 750KVA UPS | WADVPLUS-VX-75 | 11170
APC BY SCHNEIDER ELECTRIC | (1) YR ADVANTAGE PRIME SERVICE PLAN FOR (1) GALAXY VX 500 SCALABLE TO 750KVA UPS | WADVPRIME-VX-50 | 14690
APC BY SCHNEIDER ELECTRIC | POWER CORD KIT (6 EA), LOCKING, C13 TO C | AP8706S-NAX590 | 291
APC BY SCHNEIDER ELECTRIC | RACK PDU 2G, METERED, ZEROU, 5.7KW, 208V | AP8861X630 | 1730
APC BY SCHNEIDER ELECTRIC | MODULAR UPS REVITALIZATION SVC | WMPRS4B-LX-04 | 17805
APC BY SCHNEIDER ELECTRIC | VERTICAL CABLE ORGANIZER, 8 CABLE RINGS, ZERO U, SE WHITE | AR8442WHT | 242
APC BY SCHNEIDER ELECTRIC | APC SMART-UPS 1500VA LCD RM 2U 230V WITH | SMT1500RMI2UNC | 3050
APC BY SCHNEIDER ELECTRIC | APC SMART-UPS 2200VA LCD RM 2U 230V WITH | SMT2200RMI2UNC | 5380
APC BY SCHNEIDER ELECTRIC | MODULAR UPS REVITALIZATION SERVICE FOR ( | WMPRS1-LX-01 | 8860
APC BY SCHNEIDER ELECTRIC | 1 YEAR ON-SITE WARRANTY EXT FOR (1) GALAXY VX 750KVA UPS | WOE1YR-VX-75 | 16860
APC BY SCHNEIDER ELECTRIC | DATA CENTER EXPERT: 3 YEAR VIRTUAL SOFTW | WMS3YROVM-DIGI | 899
APC BY SCHNEIDER ELECTRIC | (1) YR ADVANTAGE PLUS SERVICE PLAN FOR (1) GALAXY VX 500 SCALABLE TO 750KVA UPS | WADVPLUS-VX-50 | 7940
APC BY SCHNEIDER ELECTRIC | INROW RD, 600MM AIR COOLED, 380-415V, 50 | ACRD602P | 50210
APC BY SCHNEIDER ELECTRIC | INROW RD, 600MM AIR COOLED, 200-240V, 50 | ACRD600P | 48995
APC BY SCHNEIDER ELECTRIC | POWER CORD KIT (6 EA), LOCKING, C19 TO C | AP8716SX340 | 427
APC BY SCHNEIDER ELECTRIC | ASSEMBLY SERVICE FOR (1) BATT MANAGER MAIN SYSTEM MODULE - INCLUDES TAB WASHER I | WTABINSTL-BM-01 | 6115
APC BY SCHNEIDER ELECTRIC | ASSEMBLY SERVICE FOR (1) BATT MANAGER EXPANSION SYSTEM MODULE - TAB WASHERS ALRE | WINSTL-BM-02 | 5760
APC BY SCHNEIDER ELECTRIC | START-UP SERVICE FOR (1) PXC 10 - 25 KVA UPS | WSTRTUP-GT-20 | 4915
APC BY SCHNEIDER ELECTRIC | (1) ADDITIONAL CONTRACT PM VISIT 5X8 FOR | WPMV-VX-150 | 6830
APC BY SCHNEIDER ELECTRIC | (1) YR ADVANTAGE PRIME SERVICE PLAN FOR (1) GALAXY VX 1500KVA UPS | WADVPRIME-VX-150 | 27415
APC BY SCHNEIDER ELECTRIC | 1 YEAR ON-SITE WARRANTY EXT FOR (1) GALAXY VX 1250KVA N+1 REDUNDANT UPS | WOE1YR-VX-121 | 20925
APC BY SCHNEIDER ELECTRIC | 2 YEAR ON-SITE WARRANTY EXT FOR (1) GALA | WOE2YR-VX-102 | 41050
APC BY SCHNEIDER ELECTRIC | NETBOTZ 13.56 MHZ HANDLE KIT | NBHN1356 | 1710
APC BY SCHNEIDER ELECTRIC | APC BACK-UPS NS 6 OUTLET 450VA, 120V, RE | BN450M-CA | 108
APC BY SCHNEIDER ELECTRIC | 1 YEAR ON-SITE WARRANTY EXT FOR (1) GALA | WOE1YR-VX-102 | 21565
APC BY SCHNEIDER ELECTRIC | 1 YR ON-SITE WARRANTY EXT FOR (1) GALAXY VX 1500KVA UPS | WOE1YR-VX-150 | 26180
APC BY SCHNEIDER ELECTRIC | START-UP SERVICE 5X8 FOR (1) GALAXY VX 1 | WSTRTUP-VX-120 | 15420
APC BY SCHNEIDER ELECTRIC | 2 YR ON-SITE WARRANTY EXT FOR (1) GALAXY VX 1500KVA UPS | WOE2YR-VX-150 | 49730
APC BY SCHNEIDER ELECTRIC | (1) ADDITIONAL CONTRACT PM VISIT 5X8 FOR | WPMV-VX-151 | 7050
APC BY SCHNEIDER ELECTRIC | ASSEMBLY SERVICE 5X8 FOR (1) GALAXY VX 1 | WASSEM-VX-103 | 30470
APC BY SCHNEIDER ELECTRIC | (1) YR ADVANTAGE PLUS SERVICE PLAN FOR (1) GALAXY VX 1500KVA UPS | WADVPLUS-VX-150 | 14825
APC BY SCHNEIDER ELECTRIC | ASSEMBLY SERVICE 5X8 FOR (1) GALAXY VX 1 | WASSEM-VX-102 | 25930
APC BY SCHNEIDER ELECTRIC | (1) ADDITIONAL CONTRACT PM VISIT 5X8 FOR (1) GALAXY VX 1250 SCALABLE TO 1500KVA | WPMV-VX-122 | 6555
APC BY SCHNEIDER ELECTRIC | ASSEMBLY SERVICE 5X8 FOR (1) GALAXY VX 1500KVA N+1 REDUNDANT UPS | WASSEM-VX-151 | 36950
APC BY SCHNEIDER ELECTRIC | ASSEMBLY SERVICE 5X8 FOR (1) GALAXY VX 1250 SCALABLE TO 1500KVA UPS | WASSEM-VX-122 | 31770
APC BY SCHNEIDER ELECTRIC | CABLE TROUGH, 600MM, WHITE | AR8561WHT | 233
APC BY SCHNEIDER ELECTRIC | DATA CABLE PARTITION, NETSHELTER, 600MM | AR8163AWHT | 98
APC BY SCHNEIDER ELECTRIC | ADVANCED OPERATOR TRAINING FOR GALAXY VX PARALLEL | WAOTP-VX-00 | 7635
APC BY SCHNEIDER ELECTRIC | (1) STARTUP SERVICE FOR (13) CABINETS LI-ION BATTERY SOLUTION | WSTRTUP-LB-13 | 15040
APC BY SCHNEIDER ELECTRIC | RACK PDU,METERED,ZEROU,14.4KW,208V,(24)C | AP7869B | 3360
APC BY SCHNEIDER ELECTRIC | APC SYMMETRA LX 8KVA SCALABLE TO 16KVA N+1 TOWER, 220-240V OR 480-415V, WEB CARD | SYA8K16IX798 | 16150
APC BY SCHNEIDER ELECTRIC | APC SYMMETRA PX160 JAPAN EMPTY BATTERY FRAME FOR 9 BATTERY MODULES WITH STARTUP | SYCFXRJ9-S | 25540
APC BY SCHNEIDER ELECTRIC | NETSHELTER SX 600MMX1070MM DEEP PERFORMA | AR7201A | 340
APC BY SCHNEIDER ELECTRIC | NETSHELTER SX 750MM WIDE X 1070MM DEEP P | AR7251A | 648
APC BY SCHNEIDER ELECTRIC | NETSHELTER SX 600MM WIDE X 1200MM DEEP P | AR7211A | 818
APC BY SCHNEIDER ELECTRIC | NETSHELTER SX 750MM WIDE X 1200MM | AR7212A | 661
APC BY SCHNEIDER ELECTRIC | RACK PDU BLUE LABEL KIT (QUANTITY 10 UNI | AP8000BLU | 137
APC BY SCHNEIDER ELECTRIC | RACK PDU RED LABEL KIT (QUANTITY 10 UNIT | AP8000RED | 137
APC BY SCHNEIDER ELECTRIC | (1)SITE INSPECTION VISIT FOR (1) PXC 100 KVA UPS | WSITEINSP-GT-100 | 2605
APC BY SCHNEIDER ELECTRIC | HYPERPOD FRAME - AISLE STOP RAIL (X2), 8-12FT | FS-FM-5001-B | 404
APC BY SCHNEIDER ELECTRIC | NETSHELTER CX HIGH SECURITY HANDLE ADAPT | AR4602A | 539
APC BY SCHNEIDER ELECTRIC | HYPERPOD ACCESSORY - ROW LENGTH BRUSH ST | FS-AC-2001-U | 823
APC BY SCHNEIDER ELECTRIC | HYPERPOD ROOF - DROP ROOF MOUNTING RAIL, 300MM | FS-RF-3002-U | 488
APC BY SCHNEIDER ELECTRIC | HYPERPOD DOOR - DUAL SLIDING DOORS | FS-DR-1001-B | 4350
APC BY SCHNEIDER ELECTRIC | (1) YR ADVANTAGE ULTRA SERVICE PLAN FOR (1) GALAXY VX 750 SCALABLE TO 1000KVA UP | WADVULTRA-VX-77 | 31335
APC BY SCHNEIDER ELECTRIC | ASSEMBLY SERVICE 5X8 FOR (1) GALAXY VX 500KVA N+1 REDUNDANT UPS | WASSEM-VX-52 | 24635
APC BY SCHNEIDER ELECTRIC | (1) ADDITIONAL CONTRACT PM VISIT 5X8 FOR | WPMV-VX-52 | 4910
APC BY SCHNEIDER ELECTRIC | (1) YR ADVANTAGE ULTRA SERVICE PLAN FOR | WADVULTRA-VX-51 | 21820
APC BY SCHNEIDER ELECTRIC | (1) YR ADVANTAGE PRIME SERVICE PLAN FOR (1) GALAXY VX 1000KVA N+1 REDUNDANT UPS | WADVPRIME-VX-101 | 23990
APC BY SCHNEIDER ELECTRIC | (1) YR ADVANTAGE PLUS SERVICE PLAN FOR (1) GALAXY VX 1000KVA UPS | WADVPLUS-VX-100 | 12045
APC BY SCHNEIDER ELECTRIC | (1) YR ADVANTAGE ULTRA SERVICE PLAN FOR | WADVULTRA-VX-64 | 25570
APC BY SCHNEIDER ELECTRIC | 2 YEAR ON-SITE WARRANTY EXT FOR (1) GALAXY VX 1000KVA N+1 REDUNDANT UPS | WOE2YR-VX-101 | 42180
APC BY SCHNEIDER ELECTRIC | 1 YEAR ON-SITE WARRANTY EXT FOR (1) GALAXY VX 500KVA N+1 REDUNDANT UPS | WOE1YR-VX-52 | 16915
APC BY SCHNEIDER ELECTRIC | (1) YR ADVANTAGE PRIME SERVICE PLAN FOR (1) GALAXY VX 625 SCALABLE TO 1000KVA UP | WADVPRIME-VX-64 | 15425
APC BY SCHNEIDER ELECTRIC | (1) YR ADVANTAGE ULTRA SERVICE PLAN FOR (1) GALAXY VX 500KVA N+1 REDUNDANT UPS | WADVULTRA-VX-52 | 31000
APC BY SCHNEIDER ELECTRIC | (1) ADDITIONAL CONTRACT PM VISIT 5X8 FOR (1) GALAXY VX 1000KVA UPS | WPMV-VX-100 | 5390
APC BY SCHNEIDER ELECTRIC | (1) ADDITIONAL CONTRACT PM VISIT 5X8 FOR (1) GALAXY VX 750 SCALABLE TO 1000KVA U | WPMV-VX-77 | 4865
APC BY SCHNEIDER ELECTRIC | (1) YR ADVANTAGE PLUS SERVICE PLAN FOR ( | WADVPLUS-VX-52 | 10655
APC BY SCHNEIDER ELECTRIC | ASSEMBLY SERVICE 5X8 FOR (1) GALAXY VX 6 | WASSEM-VX-64 | 23990
APC BY SCHNEIDER ELECTRIC | (1) ADDITIONAL CONTRACT PM VISIT 5X8 FOR (1) GALAXY VX 500 SCALABLE TO 1000KVA U | WPMV-VX-53 | 3415
APC BY SCHNEIDER ELECTRIC | 2 YEAR ON-SITE WARRANTY EXT FOR (1) GALA | WOE2YR-VX-51 | 22610
APC BY SCHNEIDER ELECTRIC | START-UP SERVICE 5X8 FOR (1) GALAXY VX 500KVA N+1 REDUNDANT UPS | WSTRTUP-VX-52 | 10705
APC BY SCHNEIDER ELECTRIC | 1 YEAR ON-SITE WARRANTY EXT FOR (1) GALAXY VX 500KVA UPS | WOE1YR-VX-51 | 11900
APC BY SCHNEIDER ELECTRIC | APC KVM 2G, SERVER MODULE, | KVM-HDMIVMCAC | 303
APC BY SCHNEIDER ELECTRIC | MODULAR BATTERY REPLACEMENT SERVICE - 8 GVMMBTU FOR 1 GALAXY VM UPS BATTERY CABI | WMBRS8-MB-GVM8 | 30700
APC BY SCHNEIDER ELECTRIC | MODULAR BATTERY REPLACEMENT SERVICE - 9 GVMMBTU FOR 1 GALAXY VM UPS BATTERY CABI | WMBRS9-MB-GVM9 | 34035
APC BY SCHNEIDER ELECTRIC | MODULAR BATTERY REPLACEMENT SERVICE - 10 GVMMBTU FOR 1 GALAXY VM UPS BATTERY CAB | WMBRS10-MB-GVM10 | 37380
APC BY SCHNEIDER ELECTRIC | MODULAR BATTERY REPLACEMENT SERVICE - 11 GVMMBTU FOR 1 GALAXY VM UPS BATTERY CAB | WMBRS11-MB-GVM11 | 40180
APC BY SCHNEIDER ELECTRIC | RACK ATS, 230V, 16A, (2) IEC 309 IN, (1) | AP4422 | 2485
APC BY SCHNEIDER ELECTRIC | MICRO DC 24U SX, 3KVA, 120V | MDC24SX3KVAT | 22220
APC BY SCHNEIDER ELECTRIC | MICRO DC 42U SX, 5KVA, 208V | MDC42SX5KVAT | 36660
APC BY SCHNEIDER ELECTRIC | SECUREUPS BATTERY 50AH 12VDC EXTENDED | XB050XX1XS | 577
APC BY SCHNEIDER ELECTRIC | SECUREUPS BATTERY 100AH 12VDC EXTENDED T | XB102XX1XS | 692
APC BY SCHNEIDER ELECTRIC | APC SMART-UPS SRT 15FT EXTENSION CABLE F | SRT013 | 301
APC BY SCHNEIDER ELECTRIC | APC SMART-UPS SRT 6000VA RM 230V MARINE | SRT6KRMXLIM | 11610
APC BY SCHNEIDER ELECTRIC | LINK150 ETHERNET GATEWAY WITH POE | EGX150POE | 1060
APC BY SCHNEIDER ELECTRIC | APC KVM 2G, SERVER MODULE, | KVM-DVIVMCAC | 303
APC BY SCHNEIDER ELECTRIC | APC SMART-UPS SRT 192V 5KVA AND 6KVA RM | SRT192RMBPM | 2735
APC BY SCHNEIDER ELECTRIC | APC SMART-UPS SRT 5000VA RM 230V MARINE | SRT5KRMXLIM | 10365
APC BY SCHNEIDER ELECTRIC | APC 1U RAIL KIT | SRTRK1 | 338
APC BY SCHNEIDER ELECTRIC | NETSHELTER CX 18U SECURE SOUNDPROOF SERV. | AR4018SP | 10575
APC BY SCHNEIDER ELECTRIC | NETSHELTER CX 24U SECURE SOUNDPROOF SERVER ROOM IN A BOX ENCLOSURE - SHOCK PACKA | AR4024SP | 13455
APC BY SCHNEIDER ELECTRIC | SCHEDULING UPGRADE TO 7X24 FOR EXISTING | WUPGPCAVUPS7-UG-03 | 1080
APC BY SCHNEIDER ELECTRIC | 1 - PRE-CONTRACT AUDIT FOR 1 - UPS - 151 | WPCAVUPS-UG-03 | 2115
APC BY SCHNEIDER ELECTRIC | SCHED UPGRD TO 7X24 TO EXISTING PCAV FOR | WUPGPCAVCOL7-UG-02 | 879
APC BY SCHNEIDER ELECTRIC | APC SYMMETRA PX 250/500KW UL BATTERY BRE | SYBBE-UL | 23435
APC BY SCHNEIDER ELECTRIC | SCHEDULING UPGRADE TO 7X24 FOR EXISTING | WUPGPCAVUPS7-UG-02 | 879
APC BY SCHNEIDER ELECTRIC | 1 - PRE-CONTRACT AUDIT FOR 1 - UPS - 501 | WPCAVUPS-UG-04 | 2115
APC BY SCHNEIDER ELECTRIC | 1 - PRE-CONTRACT AUDIT FOR 1 - ACSC OR 3 | WPCAVCOOL-UG-01 | 1585
APC BY SCHNEIDER ELECTRIC | SCHED UPGRD TO 7X24 TO EXISTING PCAV FOR | WUPGPCAVCOL7-UG-01 | 785
APC BY SCHNEIDER ELECTRIC | S/A TESTED BRKR 3P 30A PNL | 0M-5366 | 291
APC BY SCHNEIDER ELECTRIC | ARVATO | ISX0002051619-0001
APC BY SCHNEIDER ELECTRIC | DCE BASE ONSITE CONFIGURATION | WNSC07 | 9945
APC BY SCHNEIDER ELECTRIC | CLOVIS UNIFIED SCHOOL | ISX0002073320-0004
APC BY SCHNEIDER ELECTRIC | APC SMART UPS 1500VA LCD RM 2U 120V NTWK | SMT1500RM2UCNC | 2385
APC BY SCHNEIDER ELECTRIC | APC SMART-UPS 3000VA RM 4U 120V SHIPBORD | SMX3000RMX93 | 6870
APC BY SCHNEIDER ELECTRIC | APC SMART-UPS MODULAR ULTRA 2 POST XBP RAIL KIT | SRYLOPT5 | 185
APC BY SCHNEIDER ELECTRIC | SCHEDULING UPGRADE TO 7X24 FOR MPRS | WUPGMPRS7X24-MP-00 | 1485
APC BY SCHNEIDER ELECTRIC | APC SMART-UPS MODULAR ULTRA 8 FT. BATTERY CABLE EXT. FOR EXTERNAL BATTERY PACK | SRYLOPT8 | 1575
APC BY SCHNEIDER ELECTRIC | ISX0002381069-0003 ON 2024-2226082 | ISX0002381069-0003 | 25090.21
APC BY SCHNEIDER ELECTRIC | APC SMART-UPS ULTRA ON-LINE 10KVA PDU 208V (2)L6-30 (2)L6-30 | SRTL012 | 503
APC BY SCHNEIDER ELECTRIC | ISX0002345317-0002-EC ON 2024-2250862 | ISX0002345317-0002-EC | 70934.93
APC BY SCHNEIDER ELECTRIC | APC SMART-UPS MODULAR ULTRA 4 POST UPS RAIL KIT | SRYLOPT1 | 351
APC BY SCHNEIDER ELECTRIC | APC SMART-UPS 3000VA LCD RM 2U 120V WITH SMARTCONNECT TAA-COMPLIANT | SMT3000RM2UCUS | 3515
APC BY SCHNEIDER ELECTRIC | APC SMART-UPS C 1500VA LCD 230V WITH SMARTCONNECT | SMC1500IC | 1155.17
APC BY SCHNEIDER ELECTRIC | MISCELLANEOUS SERVICE SKU/5X8 INSTALLATION OF XR COMM CARD, AND DISPOSAL OF OLD | WSRV | 1795.5
APC BY SCHNEIDER ELECTRIC | ISX0002397319-0006 ON 2024-2261038 | ISX0002397319-0006 | 91147.53
APC BY SCHNEIDER ELECTRIC | SCHEDULING UPGRADE TO 7X24 FOR MBRS | WUPGMBRS7X24-MB-00 WUPGMBRS7X24-MB-00 | 24108.71
APC BY SCHNEIDER ELECTRIC | ISX0002398474-0001 ON 2024-2262519-1 | ISX0002398474-0001 | 39677.59
APC BY SCHNEIDER ELECTRIC | ASSY CHARGER FAN | 72-173164-00 | 189
APC BY SCHNEIDER ELECTRIC | BLOWER 115VAC 530CFM / NO SW ASSY | 0J-0N-1148 | 1227.15
APC BY SCHNEIDER ELECTRIC | FAN 115V 255CFM BALL | 04-22106 | 225.45
APC BY SCHNEIDER ELECTRIC | SPARE ASSY DC CAP 50KVA | 87-173156-00 | 6007.5
APC BY SCHNEIDER ELECTRIC | ASSY_INPUT CAP BANK GALAXY 4000 50KVA | 0J-0N-9991 | 2099.25
APC BY SCHNEIDER ELECTRIC | CAP BANK BACKFEED GALAXY 4000 | 0J-0127 | 1559.25
APC BY SCHNEIDER ELECTRIC | SPARE ASSY AC CAP OUTPUT 50KVA | 87-173153-00 | 4164.75
APC BY SCHNEIDER ELECTRIC | ISX0002362174-0005 ON 2024-2263577 | ISX0002362174-0005 | 182400.8
APC BY SCHNEIDER ELECTRIC | EASY UPS 3S 10 KVA 208V 3:3 UPS FOR INTERNAL BATTERIES, START-UP 5X8 | E3SUPS10KFBS | 17475
APC BY SCHNEIDER ELECTRIC | GALAXY VS UPS TAA COMPLIANT 15KW 208V FOR EXTERNAL BATTERIES, START-UP 5X8 | GVSUPS15KFS | 25745
APC BY SCHNEIDER ELECTRIC | APC NETSHELTER SX GEN 2, 42U SERVER RACK ENCLOSURE 800MM X 1070MM W/ SIDES BLACK | AR3180B2 | 5080
APC BY SCHNEIDER ELECTRIC | CONDENSING UNIT, 200-240V, CE/UL | ACCU100 | 19600
APC BY SCHNEIDER ELECTRIC | INROW BALL VALVE AND UNION | ACAC10062 | 429
APC BY SCHNEIDER ELECTRIC | INROW DX 300MM INDOOR UNIT, 100-120V /200-240V, STANDARD, CE/UL | ACRD101S | 24100
APC BY SCHNEIDER ELECTRIC | ISX0002396007-0008 ON 2024-2264865 | ISX0002396007-0008 | 403679.48
APC BY SCHNEIDER ELECTRIC | ISX0002376163-0006 ON 2024-2265753 | ISX0002376163-0006 | 112862.52
APC BY SCHNEIDER ELECTRIC | ISX0002399679-0002 ON 2024-2265807 | ISX0002399679-0002 | 122245.56
APC BY SCHNEIDER ELECTRIC | ISX0002399680-0002 ON 2024-2265792 | ISX0002399680-0002 | 131628.6
APC BY SCHNEIDER ELECTRIC | RACK PDU 2G, SWITCHED, ZEROU, 20A, 208V 3PH, (24) 5-20R TAA | AP8962US | 2790
APC BY SCHNEIDER ELECTRIC | ISX0002343487-0008 ON 2024-2260285 | ISX0002343487-0008 | 220507.96
APC BY SCHNEIDER ELECTRIC | MODULAR BATTERY REPLACEMENT SERVICE - (3) GVSBTH4LL 9AH LONG LIFE FOR (1) GVS UP | WMBRS3-MB9LL-GVS | 19530
APC BY SCHNEIDER ELECTRIC | MODULAR BATTERY REPLACEMENT SERVICE - (1) GVSBTH4LL 9AH LONG LIFE FOR (1) GVS UP | WMBRS1-MB9LL-GVS | 8370
APC BY SCHNEIDER ELECTRIC | 1 YEAR EXTENDED WARRANTY FOR (1) LEVEL 4 MICRO DC | WEXT1YR-MDC-04 | 6000
APC BY SCHNEIDER ELECTRIC | DATA CENTER EXPERT VIRTUAL MACHINE TRIAL SOFTWARE DOWNLOAD | AP94VMTRL | 0
APC BY SCHNEIDER ELECTRIC | 1 YEAR EXTENDED WARRANTY FOR LI-ION SMART-UPS L16 | WEXTWAR1YR-SPL-16 | 1450
APC BY SCHNEIDER ELECTRIC | GALAXY VS UPS 100KW 400V WITH N+1 POWER MODULE FOR EXTERNAL BATTERIES, START-UP | GVSUPS100KRHS | 73985
APC BY SCHNEIDER ELECTRIC | APC REPLACEMENT BATTERY CARTRIDGE #166 | APCRBC166 | 164
APC BY SCHNEIDER ELECTRIC | GALAXY VS UPS 20KW 208V FOR EXTERNAL BATTERIES, START-UP 5X8 | GVSUPS20KFS | 27175
APC BY SCHNEIDER ELECTRIC | ISX0002401752-0005 ON 2024-2270768 | ISX0002401752-0005 | 26708.44
APC BY SCHNEIDER ELECTRIC | APC NETSHELTER SX GEN 2, 42U SERVER RACK ENCLOSURE 800MM X 1200MM W/ SIDES BLACK | AR3380B2 | 6110
APC BY SCHNEIDER ELECTRIC | RACK PDU 2G, METERED, ZEROU, 5.7KW, 208V, (36) C13 & (6) C19 & (2) 5-20 TAA | AP8861US | 1770
APC BY SCHNEIDER ELECTRIC | APC SMART-UPS SRT 1500VA LCD RM 120V TAA-COMPLIANT | SRT1500RMXLAUS | 2895
APC BY SCHNEIDER ELECTRIC | APC SMART-UPS SRT 2200VA LCD RM 120V WITH NETWORK CARD TAA-COMPLIANT | SRT2200RMXLA-NCUS | 4510
APC BY SCHNEIDER ELECTRIC | (1) YEAR ADVANTAGE ULTRA SERVICE PLAN FOR (1) SY 100 TO 250 KVA UPS, (2) XR FRAM | WADVULTRA-NX-81 | 22399.2
APC BY SCHNEIDER ELECTRIC | 3 YEARS 4HR 7X24 RESPONSE UPGRADE TO FACTORY WARRANTY OR EXISTING SERVICE CONTRA | WUPG4HR-UG-01 | 3223.8
APC BY SCHNEIDER ELECTRIC | MODULAR UPS REVITALIZATION SERVICE FOR (1) SYMMETRA PX500 13X SYPM25KD, MBP AND | WMPRS513-MP-513 | 213225
APC BY SCHNEIDER ELECTRIC | SCHEDULING UPGRADE TO 7X24 FOR MPRS | WUPGMPRS7X24-MP-00 | 1653.75
APC BY SCHNEIDER ELECTRIC | SCHEDULING UPGRADE TO 7X24 FOR MBRS | WUPGMBRS7X24-MB-00 | 901.8
APC BY SCHNEIDER ELECTRIC | SCHEDULING UPGRADE TO 7X24 FOR MPRS | WUPGMPRS7X24-MP-00 | 1863.68
APC BY SCHNEIDER ELECTRIC | - SCHEDULING UPGRADE TO 7X24 FOR MBRS | WUPGMBRS7X24-MB-00 | 1174.5
APC BY SCHNEIDER ELECTRIC | NETSHELTER RACK PDU 10000 DOOR SWITCH | APDU1303 | 258
APC BY SCHNEIDER ELECTRIC | APC NETSHELTER SX GEN 2, 48U SERVER RACK ENCLOSURE 800MM X 1200MM W/ SIDES BLACK | AR3387B2 | 7065
APC BY SCHNEIDER ELECTRIC | ISX0002404885-0002-ET ON 2024-2277591 | ISX0002404885-0002-ET | 171864.5
APC BY SCHNEIDER ELECTRIC | ISX0002408666-0003-ET ON 2024-2285209 | ISX0002408666-0003-ET
APC BY SCHNEIDER ELECTRIC | ISX0002408671-0002-ET ON 2024-2285234 | ISX0002408671-0002-ET
APC BY SCHNEIDER ELECTRIC | ISX0002408691-0005 ON 2024-2288868 | ISX0002408691-0005 | 62354.72
APC BY SCHNEIDER ELECTRIC | SCHEDULING UPGRADE 7X24 FOR EXISTING START-UP OF (1) LITHIUM-ION BATTERY CABINET | WUPGSTRTUP7-LB-00 | 1020
APC BY SCHNEIDER ELECTRIC | APC NETSHELTER SX GEN 2, 48U SERVER RACK ENCLOSURE 600MM X 1070MM W/ SIDES BLACK | AR3107B2 | 4275
APC BY SCHNEIDER ELECTRIC | NMC3 FOR SMART-UPS & 1-PH SYMMETRA - 1 YEAR SECURE NMC SUBSCRIPTION | SWMNC3SU-1Y-DIGI | 67.5
APC BY SCHNEIDER ELECTRIC | ISX0002411846-0002 ON 2024-2291740 | ISX0002411846-0002 | 88488.31
APC BY SCHNEIDER ELECTRIC | ISX0002254754-0015 ON 2024-2292076 | ISX0002254754-0015 | 138363.77
APC BY SCHNEIDER ELECTRIC | IT ADVISOR PERPETUAL LICENSE BASE 10 RACKS | SWPLBA10R-DIGI | 1440
APC BY SCHNEIDER ELECTRIC | IT ADVISOR PERPETUAL LICENSE BASE 100 RACKS | SWPLBA100R-DIGI | 14400
APC BY SCHNEIDER ELECTRIC | IT ADVISOR PERPETUAL LICENSE BASE 1000 RACKS | SWPLBA1000R-DIGI | 144000
APC BY SCHNEIDER ELECTRIC | IT ADVISOR PERPETUAL LICENSE CAPACITY 10 RACKS | SWPLCA10R-DIGI | 2880
APC BY SCHNEIDER ELECTRIC | IT ADVISOR PERPETUAL LICENSE CAPACITY 100 RACKS | SWPLCA100R-DIGI | 28800
APC BY SCHNEIDER ELECTRIC | IT ADVISOR ON PREM SUBSCRIPTION BASE 3 YEARS 10 RACKS | SWSUBA3Y10R-DIGI | 1560
APC BY SCHNEIDER ELECTRIC | IT ADVISOR ON PREM SUBSCRIPTION BASE 3 YEARS 100 RACKS | SWSUBA3Y100R-DIGI | 15555
APC BY SCHNEIDER ELECTRIC | IT ADVISOR ON PREM SUBSCRIPTION BASE 3 YEARS 1000 RACKS | SWSUBA3Y1000R-DIGI | 155520
APC BY SCHNEIDER ELECTRIC | IT ADVISOR ON PREM SUBSCRIPTION CAPACITY 3 YEARS 10 RACKS | SWSUCA3Y10R-DIGI | 3115
APC BY SCHNEIDER ELECTRIC | IT ADVISOR ON PREM SUBSCRIPTION CAPACITY 3 YEARS 100 RACKS | SWSUCA3Y100R-DIGI | 31105
APC BY SCHNEIDER ELECTRIC | IT ADVISOR ON PREM SUBSCRIPTION CAPACITY 3 YEARS 1000 RACKS | SWSUCA3Y1000R-DIGI | 233280
APC BY SCHNEIDER ELECTRIC | IT ADVISOR ON PREM SUBSCRIPTION CHANGE 3 YEARS 10 RACKS | SWSUCH3Y10R-DIGI | 1870
APC BY SCHNEIDER ELECTRIC | IT ADVISOR ON PREM SUBSCRIPTION CHANGE 3 YEARS 100 RACKS | SWSUCH3Y100R-DIGI | 18670
APC BY SCHNEIDER ELECTRIC | IT ADVISOR ON PREM SUBSCRIPTION CHANGE 3 YEARS 1000 RACKS | SWSUCH3Y1000R-DIGI | 139995
APC BY SCHNEIDER ELECTRIC | IT ADVISOR ON PREM SUBSCRIPTION BASE 5 YEARS 10 RACKS | SWSUBA5Y10R-DIGI | 2305
APC BY SCHNEIDER ELECTRIC | IT ADVISOR PERPETUAL LICENSE CAPACITY 1000 RACKS | SWPLCA1000R-DIGI | 216000
APC BY SCHNEIDER ELECTRIC | IT ADVISOR PERPETUAL LICENSE CHANGE 10 RACKS | SWPLCH10R-DIGI | 1730
APC BY SCHNEIDER ELECTRIC | IT ADVISOR PERPETUAL LICENSE CHANGE 100 RACKS | SWPLCH100R-DIGI | 17280
APC BY SCHNEIDER ELECTRIC | IT ADVISOR PERPETUAL LICENSE CHANGE 1000 RACKS | SWPLCH1000R-DIGI | 129600
APC BY SCHNEIDER ELECTRIC | IT ADVISOR SUPPORT CONTRACT FOR PERPETUAL LICENSE BASE 1 YEAR 10 RACKS | WPLBA1Y10R-DIGI | 288
APC BY SCHNEIDER ELECTRIC | IT ADVISOR SUPPORT CONTRACT FOR PERPETUAL LICENSE BASE 1 YEAR 100 RACKS | WPLBA1Y100R-DIGI | 2880
APC BY SCHNEIDER ELECTRIC | IT ADVISOR SUPPORT CONTRACT FOR PERPETUAL LICENSE BASE 1 YEAR 1000 RACKS | WPLBA1Y1000R-DIGI | 28800
APC BY SCHNEIDER ELECTRIC | IT ADVISOR SUPPORT CONTRACT FOR PERPETUAL LICENSE CAPACITY 1 YEAR 10 RACKS | WPLCA1Y10R-DIGI | 576
APC BY SCHNEIDER ELECTRIC | IT ADVISOR SUPPORT CONTRACT FOR PERPETUAL LICENSE CAPACITY 1 YEAR 100 RACKS | WPLCA1Y100R-DIGI | 5760
APC BY SCHNEIDER ELECTRIC | IT ADVISOR SUPPORT CONTRACT FOR PERPETUAL LICENSE CAPACITY 1 YEAR 1000 RACKS | WPLCA1Y1000R-DIGI | 43200
APC BY SCHNEIDER ELECTRIC | IT ADVISOR SUPPORT CONTRACT FOR PERPETUAL LICENSE CHANGE 1 YEAR 10 RACKS | WPLCH1Y10R-DIGI | 346
APC BY SCHNEIDER ELECTRIC | IT ADVISOR SUPPORT CONTRACT FOR PERPETUAL LICENSE CHANGE 1 YEAR 100 RACKS | WPLCH1Y100R-DIGI | 3460
APC BY SCHNEIDER ELECTRIC | IT ADVISOR SUPPORT CONTRACT FOR PERPETUAL LICENSE CHANGE 1 YEAR 1000 RACKS | WPLCH1Y1000R-DIGI | 25920
APC BY SCHNEIDER ELECTRIC | IT ADVISOR SUPPORT CONTRACT FOR PERPETUAL LICENSE BASE 3 YEARS 10 RACKS | WPLBA3Y10R-DIGI | 778
APC BY SCHNEIDER ELECTRIC | IT ADVISOR SUPPORT CONTRACT FOR PERPETUAL LICENSE BASE 3 YEARS 100 RACKS | WPLBA3Y100R-DIGI | 7780
APC BY SCHNEIDER ELECTRIC | IT ADVISOR SUPPORT CONTRACT FOR PERPETUAL LICENSE BASE 3 YEARS 1000 RACKS | WPLBA3Y1000R-DIGI | 77760
APC BY SCHNEIDER ELECTRIC | IT ADVISOR SUPPORT CONTRACT FOR PERPETUAL LICENSE CAPACITY 3 YEARS 10 RACKS | WPLCA3Y10R-DIGI | 1560
APC BY SCHNEIDER ELECTRIC | IT ADVISOR SUPPORT CONTRACT FOR PERPETUAL LICENSE CAPACITY 3 YEARS 100 RACKS | WPLCA3Y100R-DIGI | 15555
APC BY SCHNEIDER ELECTRIC | IT ADVISOR SUPPORT CONTRACT FOR PERPETUAL LICENSE CAPACITY 3 YEARS 1000 RACKS | WPLCA3Y1000R-DIGI | 116640
APC BY SCHNEIDER ELECTRIC | IT ADVISOR SUPPORT CONTRACT FOR PERPETUAL LICENSE CHANGE 3 YEARS 10 RACKS | WPLCH3Y10R-DIGI | 933
APC BY SCHNEIDER ELECTRIC | IT ADVISOR ON PREM SUBSCRIPTION BASE 5 YEARS 100 RACKS | SWSUBA5Y100R-DIGI | 23040
APC BY SCHNEIDER ELECTRIC | IT ADVISOR ON PREM SUBSCRIPTION BASE 5 YEARS 1000 RACKS | SWSUBA5Y1000R-DIGI | 230400
APC BY SCHNEIDER ELECTRIC | IT ADVISOR ON PREM SUBSCRIPTION CAPACITY 5 YEARS 10 RACKS | SWSUCA5Y10R-DIGI | 4610
APC BY SCHNEIDER ELECTRIC | IT ADVISOR ON PREM SUBSCRIPTION CAPACITY 5 YEARS 100 RACKS | SWSUCA5Y100R-DIGI | 46080
APC BY SCHNEIDER ELECTRIC | IT ADVISOR ON PREM SUBSCRIPTION CAPACITY 5 YEARS 1000 RACKS | SWSUCA5Y1000R-DIGI | 345600
APC BY SCHNEIDER ELECTRIC | IT ADVISOR ON PREM SUBSCRIPTION CHANGE 5 YEARS 10 RACKS | SWSUCH5Y10R-DIGI | 2765
APC BY SCHNEIDER ELECTRIC | IT ADVISOR ON PREM SUBSCRIPTION CHANGE 5 YEARS 100 RACKS | SWSUCH5Y100R-DIGI | 27650
APC BY SCHNEIDER ELECTRIC | IT ADVISOR ON PREM SUBSCRIPTION CHANGE 5 YEARS 1000 RACKS | SWSUCH5Y1000R-DIGI | 207360
APC BY SCHNEIDER ELECTRIC | IT ADVISOR SAAS SUBSCRIPTION BASE 1 YEAR 10 RACKS | SWSABA1Y10R-DIGI | 692
APC BY SCHNEIDER ELECTRIC | IT ADVISOR SAAS SUBSCRIPTION BASE 1 YEAR 100 RACKS | SWSABA1Y100R-DIGI | 6915
APC BY SCHNEIDER ELECTRIC | IT ADVISOR SUPPORT CONTRACT FOR PERPETUAL LICENSE CHANGE 3 YEARS 100 RACKS | WPLCH3Y100R-DIGI | 9325
APC BY SCHNEIDER ELECTRIC | IT ADVISOR SUPPORT CONTRACT FOR PERPETUAL LICENSE CHANGE 3 YEARS 1000 RACKS | WPLCH3Y1000R-DIGI | 69930
APC BY SCHNEIDER ELECTRIC | IT ADVISOR SUPPORT CONTRACT FOR PERPETUAL LICENSE BASE 5 YEARS 10 RACKS | WPLBA5Y10R-DIGI | 1155
APC BY SCHNEIDER ELECTRIC | IT ADVISOR SUPPORT CONTRACT FOR PERPETUAL LICENSE BASE 5 YEARS 100 RACKS | WPLBA5Y100R-DIGI | 11520
APC BY SCHNEIDER ELECTRIC | IT ADVISOR SUPPORT CONTRACT FOR PERPETUAL LICENSE BASE 5 YEARS 1000 RACKS | WPLBA5Y1000R-DIGI | 115200
APC BY SCHNEIDER ELECTRIC | IT ADVISOR SUPPORT CONTRACT FOR PERPETUAL LICENSE CAPACITY 5 YEARS 10 RACKS | WPLCA5Y10R-DIGI | 2305
APC BY SCHNEIDER ELECTRIC | IT ADVISOR SUPPORT CONTRACT FOR PERPETUAL LICENSE CAPACITY 5 YEARS 100 RACKS | WPLCA5Y100R-DIGI | 23040
APC BY SCHNEIDER ELECTRIC | IT ADVISOR SUPPORT CONTRACT FOR PERPETUAL LICENSE CAPACITY 5 YEARS 1000 RACKS | WPLCA5Y1000R-DIGI | 172800
APC BY SCHNEIDER ELECTRIC | IT ADVISOR SUPPORT CONTRACT FOR PERPETUAL LICENSE CHANGE 5 YEARS 10 RACKS | WPLCH5Y10R-DIGI | 1385
APC BY SCHNEIDER ELECTRIC | IT ADVISOR SUPPORT CONTRACT FOR PERPETUAL LICENSE CHANGE 5 YEARS 100 RACKS | WPLCH5Y100R-DIGI | 13825
APC BY SCHNEIDER ELECTRIC | IT ADVISOR SAAS SUBSCRIPTION BASE 1 YEAR 1000 RACKS | SWSABA1Y1000R-DIGI | 69120
APC BY SCHNEIDER ELECTRIC | IT ADVISOR SAAS SUBSCRIPTION CAPACITY 1 YEAR 10 RACKS | SWSACA1Y10R-DIGI | 1385
APC BY SCHNEIDER ELECTRIC | IT ADVISOR SAAS SUBSCRIPTION CAPACITY 1 YEAR 100 RACKS | SWSACA1Y100R-DIGI | 13825
APC BY SCHNEIDER ELECTRIC | IT ADVISOR SAAS SUBSCRIPTION CAPACITY 1 YEAR 1000 RACKS | SWSACA1Y1000R-DIGI | 103680
APC BY SCHNEIDER ELECTRIC | IT ADVISOR SAAS SUBSCRIPTION CHANGE 1 YEAR 10 RACKS | SWSACH1Y10R-DIGI | 830
APC BY SCHNEIDER ELECTRIC | IT ADVISOR SAAS SUBSCRIPTION CHANGE 1 YEAR 100 RACKS | SWSACH1Y100R-DIGI | 8300
APC BY SCHNEIDER ELECTRIC | IT ADVISOR SAAS SUBSCRIPTION CHANGE 1 YEAR 1000 RACKS | SWSACH1Y1000R-DIGI | 62235
APC BY SCHNEIDER ELECTRIC | IT ADVISOR SAAS SUBSCRIPTION BASE 3 YEARS 10 RACKS | SWSABA3Y10R-DIGI | 1870
APC BY SCHNEIDER ELECTRIC | IT ADVISOR SAAS SUBSCRIPTION BASE 3 YEARS 100 RACKS | SWSABA3Y100R-DIGI | 18670
APC BY SCHNEIDER ELECTRIC | IT ADVISOR SAAS SUBSCRIPTION BASE 3 YEARS 1000 RACKS | SWSABA3Y1000R-DIGI | 186660
APC BY SCHNEIDER ELECTRIC | IT ADVISOR SUPPORT CONTRACT FOR PERPETUAL LICENSE CHANGE 5 YEARS 1000 RACKS | WPLCH5Y1000R-DIGI | 103680
APC BY SCHNEIDER ELECTRIC | IT ADVISOR ON PREM SUBSCRIPTION BASE 1 YEAR 10 RACKS | SWSUBA1Y10R-DIGI | 576
APC BY SCHNEIDER ELECTRIC | IT ADVISOR ON PREM SUBSCRIPTION BASE 1 YEAR 100 RACKS | SWSUBA1Y100R-DIGI | 5760
APC BY SCHNEIDER ELECTRIC | IT ADVISOR ON PREM SUBSCRIPTION BASE 1 YEAR 1000 RACKS | SWSUBA1Y1000R-DIGI | 57600
APC BY SCHNEIDER ELECTRIC | IT ADVISOR ON PREM SUBSCRIPTION CAPACITY 1 YEAR 10 RACKS | SWSUCA1Y10R-DIGI | 1155
APC BY SCHNEIDER ELECTRIC | IT ADVISOR ON PREM SUBSCRIPTION CAPACITY 1 YEAR 100 RACKS | SWSUCA1Y100R-DIGI | 11520
APC BY SCHNEIDER ELECTRIC | IT ADVISOR ON PREM SUBSCRIPTION CAPACITY 1 YEAR 1000 RACKS | SWSUCA1Y1000R-DIGI | 86400
APC BY SCHNEIDER ELECTRIC | IT ADVISOR ON PREM SUBSCRIPTION CHANGE 1 YEAR 10 RACKS | SWSUCH1Y10R-DIGI | 692
APC BY SCHNEIDER ELECTRIC | IT ADVISOR ON PREM SUBSCRIPTION CHANGE 1 YEAR 100 RACKS | SWSUCH1Y100R-DIGI | 6915
APC BY SCHNEIDER ELECTRIC | IT ADVISOR ON PREM SUBSCRIPTION CHANGE 1 YEAR 1000 RACKS | SWSUCH1Y1000R-DIGI | 51840
APC BY SCHNEIDER ELECTRIC | IT ADVISOR SAAS SUBSCRIPTION CAPACITY 5 YEARS 100 RACKS | SWSACA5Y100R-DIGI | 55300
APC BY SCHNEIDER ELECTRIC | IT ADVISOR SAAS SUBSCRIPTION CAPACITY 5 YEARS 1000 RACKS | SWSACA5Y1000R-DIGI | 414720
APC BY SCHNEIDER ELECTRIC | IT ADVISOR SAAS SUBSCRIPTION CHANGE 5 YEARS 10 RACKS | SWSACH5Y10R-DIGI | 3320
APC BY SCHNEIDER ELECTRIC | IT ADVISOR SAAS SUBSCRIPTION CHANGE 5 YEARS 100 RACKS | SWSACH5Y100R-DIGI | 33195
APC BY SCHNEIDER ELECTRIC | IT ADVISOR SAAS SUBSCRIPTION CHANGE 5 YEARS 1000 RACKS | SWSACH5Y1000R-DIGI | 248940
APC BY SCHNEIDER ELECTRIC | IT ADVISOR SAAS SUBSCRIPTION CAPACITY 3 YEARS 10 RACKS | SWSACA3Y10R-DIGI | 3735
APC BY SCHNEIDER ELECTRIC | IT ADVISOR SAAS SUBSCRIPTION CAPACITY 3 YEARS 100 RACKS | SWSACA3Y100R-DIGI | 37335
APC BY SCHNEIDER ELECTRIC | IT ADVISOR SAAS SUBSCRIPTION CAPACITY 3 YEARS 1000 RACKS | SWSACA3Y1000R-DIGI | 279990
APC BY SCHNEIDER ELECTRIC | IT ADVISOR SAAS SUBSCRIPTION CHANGE 3 YEARS 10 RACKS | SWSACH3Y10R-DIGI | 2245
APC BY SCHNEIDER ELECTRIC | IT ADVISOR SAAS SUBSCRIPTION CHANGE 3 YEARS 100 RACKS | SWSACH3Y100R-DIGI | 22410
APC BY SCHNEIDER ELECTRIC | IT ADVISOR SAAS SUBSCRIPTION CHANGE 3 YEARS 1000 RACKS | SWSACH3Y1000R-DIGI | 168075
APC BY SCHNEIDER ELECTRIC | IT ADVISOR SAAS SUBSCRIPTION BASE 5 YEARS 10 RACKS | SWSABA5Y10R-DIGI | 2765
APC BY SCHNEIDER ELECTRIC | IT ADVISOR SAAS SUBSCRIPTION BASE 5 YEARS 100 RACKS | SWSABA5Y100R-DIGI | 27650
APC BY SCHNEIDER ELECTRIC | IT ADVISOR SAAS SUBSCRIPTION BASE 5 YEARS 1000 RACKS | SWSABA5Y1000R-DIGI | 276480
APC BY SCHNEIDER ELECTRIC | IT ADVISOR SAAS SUBSCRIPTION CAPACITY 5 YEARS 10 RACKS | SWSACA5Y10R-DIGI | 5530
APC BY SCHNEIDER ELECTRIC | NETBOTZ 13.56 MHZ SINGLE HANDLE KIT | NBHN1356S | 855
APC BY SCHNEIDER ELECTRIC | APC NETSHELTER SX SERVER RACK GEN 2, 48U, 2258H X 800W X 1070D MM,W/ SIDE,BLACK | AR3187B2 | 5885
APC BY SCHNEIDER ELECTRIC | (1) YEAR ADVANTAGE ULTRA SERVICE PLAN FOR 1 RACK TYPE E LI-ION BATTERY SOLUTION | WULTRABAT-LB-E1 | 7470
APC BY SCHNEIDER ELECTRIC | SCHNEIDER OFFGRID PORTABLE POWER STATION 730, 120V, 738WH LITHIUM-ION, 3 NEMA, S | PPS730 | 1070
APC BY SCHNEIDER ELECTRIC | ISX0002412260-0003 ON 2024-2301770 | ISX0002412260-0003 | 216384.97
APC BY SCHNEIDER ELECTRIC | ISX0002417577-0001 ON 2024-2304222 | ISX0002417577-0001 | 177385.05
APC BY SCHNEIDER ELECTRIC | APC SMART-UPS ULTRA LI-ION 8KVA 208V RM UPS WITH 1 OF 5KVA STEP DOWN TRANSFORMER | SRTL8KRM4UT-5KTF | 25575
APC BY SCHNEIDER ELECTRIC | ISX0002417066-0004 ON 2024-2303950 | ISX0002417066-0004 | 179656.25
APC BY SCHNEIDER ELECTRIC | ISX0002418237-0001 ON 2024-2305780-1 | ISX0002418237-0001 | 88492.36
APC BY SCHNEIDER ELECTRIC | ISX0002418267-0001 ON 2024-2306036 | ISX0002418267-0001 | 136457.19
APC BY SCHNEIDER ELECTRIC | APC SMART-UPS SRT 3000VA LCD RM 208V TAA-COMPLIANT | SRT3000RMXLTUS | 6800
APC BY SCHNEIDER ELECTRIC | APC SMART-UPS SRT 3000VA LCD RM 208V WITH NETWORK CARD TAA-COMPLIANT | SRT3000RMXLT-NCUS | 8280
APC BY SCHNEIDER ELECTRIC | APC SMART-UPS SRT 10000VA RM 208V TAA-COMPLIANT | SRT10KRMXLTUS | 18460
APC BY SCHNEIDER ELECTRIC | ISX0002336491-0009 ON 2024-2306591 | ISX0002336491-0009 | 77053.73
APC BY SCHNEIDER ELECTRIC | ISX0002409516-0002 ON 2024-2308355 | ISX0002409516-0002 | 73069.33
APC BY SCHNEIDER ELECTRIC | MODULAR UPS REVITALIZATION SERVICE FOR (1) SYMMETRA PX500 15X SYPM25KD, MBP AND | WMPRS515-MP-515 | 220275
APC BY SCHNEIDER ELECTRIC | SCHEDULING UPGRADE TO 7X24 FOR MPRS | WUPGMPRS7X24-MP-00 | 2539.35
APC BY SCHNEIDER ELECTRIC | ISX0002411728-0005 ON 2024-2307227 | ISX0002411728-0005 | 155522.16
APC BY SCHNEIDER ELECTRIC | APC SMART-UPS SRT 1500VA LCD RM 120V WITH NETWORK CARD TAA-COMPLIANT | SRT1500RMXLA-NCUS | 3940
APC BY SCHNEIDER ELECTRIC | JBUS/MODBUS (BALI) PCBA COM.-SPARE PART | 51029099SE | 642.6
APC BY SCHNEIDER ELECTRIC | ISX0002421264-0001 ON 2024-2315225 | ISX0002421264-0001 | 181931.72
APC BY SCHNEIDER ELECTRIC | (7) YEAR PARTS ONLY WARRANTY FOR (1) TYPE G LI ION BATTERY CABINET | WEXT7YR-LB-GG | 11430
APC BY SCHNEIDER ELECTRIC | ISX0002401278-0006 ON 2024-2317935 | ISX0002401278-0006 | 155841.4
APC BY SCHNEIDER ELECTRIC | ISX0002335249-0006 ON 2024-2320489 | ISX0002335249-0006 | 87904.22
APC BY SCHNEIDER ELECTRIC | APC REPLACEMENT BATTERY CARTRIDGE #206 | APCRBCV206 | 149
APC BY SCHNEIDER ELECTRIC | SMART-UPS VT REVITALIZATION FOR (1) 30 KVA 208V UPS 3:3 WITH ECOSTRUXURE SERVICE | WMPRS1F-VT-30-3E | 34275
APC BY SCHNEIDER ELECTRIC | APC SMART-UPS SRT 3000VA LCD RM 120V WITH NETWORK CARD TAA-COMPLIANT | SRT3000RMXLA-NCUS | 8270
APC BY SCHNEIDER ELECTRIC | ISX0002419502-0009 ON 2024-2326216 | ISX0002419502-0009 | 123497.04
APC BY SCHNEIDER ELECTRIC | ISX0002426660-0002 ON 2024-2325330 | ISX0002426660-0002 | 29609.86
APC BY SCHNEIDER ELECTRIC | APC SMART-UPS SRT 1000VA LCD RM 120V WITH NETWORK CARD TAA-COMPLIANT | SRT1000RMXLA-NCUS | 3030
APC BY SCHNEIDER ELECTRIC | ISX0002429040-0006 ON 2024-2270761-1 | ISX0002429040-0006 | 25194.67
APC BY SCHNEIDER ELECTRIC | ISX0002425476-0006 ON 2024-2334529 | ISX0002425476-0006 | 111215.54
APC BY SCHNEIDER ELECTRIC | NMC3 FOR SMART-UPS & 1 -PH SYMMETRA -2 YEAR SECURE NMC SUBSCRIPTION | SWNMC3SU-2Y-DIGI | 148
APC BY SCHNEIDER ELECTRIC | ASSEMBLY SERVICE FOR (1) GVS 60KVA | WASSEM-VS2-A60 | 5860
APC BY SCHNEIDER ELECTRIC | REMOTE DAILY-RATE SERVICES | WNSC10 | 4455
APC BY SCHNEIDER ELECTRIC | IT ADVISOR BASE REMOTE SOFTWARE INSTALLATION SERVICE | WNSC08 | 6075
APC BY SCHNEIDER ELECTRIC | GALAXY 3500 REVITALIZATION FOR (1) 20 KVA 208V UPS 3:3 WITH ADVANTAGE SERVICE PL | WMPRS1F-G3-20-3A | 24530
APC BY SCHNEIDER ELECTRIC | DATA CENTER EXPERT: VIRTUAL APPLIANCE SUBSCRIPTION MODEL | SFTWDCEVMACT-DIGI | 2660
APC BY SCHNEIDER ELECTRIC | SYMMETRA PX 80KW STATIC SWITCH MODULE, 208V - SPARE PART | WSYSW80KF | 30142.8
APC BY SCHNEIDER ELECTRIC | ASSY I/O EMI FILTER 80 KVA - SPARE PART | 0J-0P4840A | 374.4
APC BY SCHNEIDER ELECTRIC | EASY UPS 3S 40 KVA 208V 3:3 UPS FOR INTERNAL BATTERIES, START-UP 5X8 | E3SUPS40KFBS | 32895
APC BY SCHNEIDER ELECTRIC | ISX0002437194-0003 ON 2024-2346096 | ISX0002437194-0003 | 86600.69
APC BY SCHNEIDER ELECTRIC | SCHEDULING UPGRADE TO 7X24 FOR MBRS | WUPGMBRS7X24-MB-00 | 607.5
APC BY SCHNEIDER ELECTRIC | FLOODED RECEIVER, 2.2L WITH 75W HEATER | ACAC10063 | 7000
APC BY SCHNEIDER ELECTRIC | WINTER ACCESSORY KIT | ACAC10057 | 1675
APC BY SCHNEIDER ELECTRIC | SCHEDULING UPGRADE TO 7X24 FOR MPRS UP TO 40 KVA UPS | WUPGMPRS7X24-MP-01 | 1540
APC BY SCHNEIDER ELECTRIC | ISX0002395682-0004-EC ON 2024-2352542 | ISX0002395682-0004-EC | 6123.46
APC BY SCHNEIDER ELECTRIC | ISX0002425972-0011 ON 2024-2353392 | ISX0002425972-0011 | 123557
APC BY SCHNEIDER ELECTRIC | GALAXY VS UPS 25KW 208V SCALABLE TO 75KW FOR EXTERNAL BATTERIES, START-UP 5X8 | GVSUPS25K75FS | 34035
APC BY SCHNEIDER ELECTRIC | APC NETSHELTER SX GEN 2, 45U SERVER RACK ENCLOSURE 600MM X 1070MM W/ SIDES BLACK | AR3105B2 | 3925
APC BY SCHNEIDER ELECTRIC | ECOSTRUXURE IT EXPERT ONSITE CONFIGURATION SERVICE | WNSC05 | 8015
APC BY SCHNEIDER ELECTRIC | APC SMART-UPS 1500VA LCD RM 2U 120V SMARTCONNECT AND NETWORK CARD TAA-COMPLIANT | SMT1500RM2UCNCUS | 2505
APC BY SCHNEIDER ELECTRIC | GALAXY VS UPS 30KW 208V WITH N+1 POWER MODULE FOR EXTERNAL BATTERIES, START-UP 5 | GVSUPS30KRFS | 53660
APC BY SCHNEIDER ELECTRIC | SMART-UPS VT REVITALIZATION FOR (1) 15 KVA 208V UPS 3:3 WITH ADVANTAGE SERVICE P | WMPRS1F-VT-15-3A | 24295
APC BY SCHNEIDER ELECTRIC | APC SMART-UPS ULTRA LI-ION 10KVA 208V RM UPS WITH 2 OF 5KVA STEP DOWN TRANSFORME | SRTL10KRM4UT-5KTF2 | 31015
APC BY SCHNEIDER ELECTRIC | APC REPLACEMENT BATTERY CARTRIDGE #140 AND PRODUCT PROFESSIONAL SERVICES OTHER T | ISX0002376186-0002-EC
APC BY SCHNEIDER ELECTRIC | APC SMART-UPS 2200VA LCD RM 2U 120V SMARTCONNECT AND NETWORK CARD TAA-COMPLIANT | SMT2200RM2UNCUS | 4255
APC BY SCHNEIDER ELECTRIC | ISX0002441200-0004-EC ON 2024-2373559 | ISX0002441200-0004-EC | 64644.64
APC BY SCHNEIDER ELECTRIC | SCHEDULING UPGRADE TO 7X24 FOR MBRS | WUPGMBRS7X24-MB-84 | 1020.6
APC BY SCHNEIDER ELECTRIC | ISX0002448661-0004 ON 2024-2378143 | ISX0002448661-0004 | 152170.56
APC BY SCHNEIDER ELECTRIC | SCHNEIDER EASY UPS ON-LINE LI-ION SRVL RT 2000VA 120V, WITH RAIL KIT | SRVSL2KRARK | 4520
APC BY SCHNEIDER ELECTRIC | SCHNEIDER OFFGRID PORTABLE POWER STATION 330, 120V, 332WH LITHIUM-ION, 2 NEMA, S | PPS330 | 486
APC BY SCHNEIDER ELECTRIC | SCHNEIDER OFFGRID PORTABLE POWER STATION 500, 120V, 516.6WH LITHIUM-ION, 3 NEMA, | PPS500 | 785
APC BY SCHNEIDER ELECTRIC | SCHNEIDER OFFGRID PORTABLE SOLAR PANEL, 200W | PSP200 | 761
APC BY SCHNEIDER ELECTRIC | SCHNEIDER OFFGRID PORTABLE SOLAR PANEL, 100W | PSP100 | 455
APC BY SCHNEIDER ELECTRIC | MODULAR UPS REVITALIZATION SERVICE FOR (1) SYMMETRA PX250 10X SYPM25KD, MBP AND | WMPRS2510-MP-2510 | 157465
APC BY SCHNEIDER ELECTRIC | MODULAR UPS REVITALIZATION SERVICE FOR (1) SYMMETRA PX250 9X SYPM25KD, MBP AND D | WMPRS259-MP-259 | 145670
APC BY SCHNEIDER ELECTRIC | ISX0002360902-0006 ON 2024-2372826 | ISX0002360902-0006 | 82479.83
APC BY SCHNEIDER ELECTRIC | SCHEDULING UPGRADE TO 7X24 FOR MPRS UP TO 40 KVA UPS | WUPGMPRS7X24-MP-01 | 1540
APC BY SCHNEIDER ELECTRIC | ISX0002448183-0006 ON 2024-2381663-1 | ISX0002448183-0006 | 120826.89
APC BY SCHNEIDER ELECTRIC | 3 YEARS PARTS AND SOFTWARE SUPPORT EXTENDED WARRANTY FOR 1 NETBOTZ 2-SERIES | WEXTWAR3YR-NB-02 | 1755
APC BY SCHNEIDER ELECTRIC | (7) YEAR PARTS ONLY WARRANTY FOR (1) TYPE S LI ION BATTERY CABINET | WEXT7YR-LB-SS | 9620
APC BY SCHNEIDER ELECTRIC | GALAXY VS SEISMIC KIT FOR 150KW TRANSFORMER CABINET | GVSOPT029 | 703
APC BY SCHNEIDER ELECTRIC | GALAXY VS UPS 50KW 480V SCALABLE TO 150KW FOR EXTERNAL BATTERIES, START-UP 5X8 | GVSUPS50K150GS | 47915
APC BY SCHNEIDER ELECTRIC | SPARE ASSY DC CAP 75KVA | 87-173186-00 | 8940.6
APC BY SCHNEIDER ELECTRIC | ISX0002383424-0003 ON 2025-2392491 | ISX0002383424-0003 | 115426.71
APC BY SCHNEIDER ELECTRIC | ISX0002454954-0004 ON 2025-2394056 | ISX0002454954-0004 | 53600.9
APC BY SCHNEIDER ELECTRIC | ISX0002454946-0004 ON 2025-2394049 | ISX0002454946-0004 | 66667.32
APC BY SCHNEIDER ELECTRIC | GALAXY VS UPS 30KW 480V FOR EXTERNAL BATTERIES, START-UP 5X8 | GVSUPS30KGS | 35020
APC BY SCHNEIDER ELECTRIC | ASSEMBLY SERVICE FOR (1) GVS 30KVA | WASSEM-VS1-A30 | 5170
APC BY SCHNEIDER ELECTRIC | 1 YEAR ON-SITE WARRANTY EXT FOR (1) GALAXY VS 30KW UPS | WOE1YR-VS1-A30 | 4600
APC BY SCHNEIDER ELECTRIC | (1) ADDITIONAL CONTRACT PM VISIT 5X8 FOR (1) GALAXY VS 30KW UPS | WPMV-VS1-A30 | 2040
APC BY SCHNEIDER ELECTRIC | SCHEDULING UPGRADE TO 7X24 FOR MBRS | WUPGMBRS7X24-MB-00 | 777.6
APC BY SCHNEIDER ELECTRIC | GALAXY VS UPS TAA COMPLIANT 15KW 208V FOR EXTERNAL BATTERIES, START-UP 5X8 | GVSUPS15KFSUS | 28060
APC BY SCHNEIDER ELECTRIC | APC SMART-UPS 3000VA LCD RM 2U 120V SMARTCONNECT AND NETWORK CARD TAA-COMPLIANT | SMT3000RM2UNCUS | 3810
APC BY SCHNEIDER ELECTRIC | ISX0002460914-0002 ON 2025-2410866 | ISX0002460914-0002 | 89966.07
APC BY SCHNEIDER ELECTRIC | SCHEDULING UPGRADE TO 7X24 FOR MPRS | WUPGMPRS7X24-MP-00 | 1845
APC BY SCHNEIDER ELECTRIC | SCHEDULING UPGRADE TO 7X24 FOR MBRS | WUPGMBRS7X24-MB-00 | 835.2
APC BY SCHNEIDER ELECTRIC | APC REPLACEMENT BATTERY CARTRIDGE #205 | APCRBCV205 | 446
APC BY SCHNEIDER ELECTRIC | MGE STS 200A ALL W TVSS SUPPORT SET - SPARE PART KIT LEVEL 2 | WSTS200A-OPT1-SPL2 | 31845
APC BY SCHNEIDER ELECTRIC | DATA CENTER OPERATION: 1 YEAR SOFTWARE SUPPORT CONTRACT, 2000 RACKS | WOPS1YR2000R-DIGI | 49065
APC BY SCHNEIDER ELECTRIC | APC REPLACEMENT BATTERY CARTRIDGE #204 | APCRBCV204 | 309
APC BY SCHNEIDER ELECTRIC | MGE STS 200A W TVSS COMPLETE SET - SPARE | WSTS200A-OPT2-SPL3 | 56360
APC BY SCHNEIDER ELECTRIC | LI REPLACEMENT BATTERY CARTRIDGE #182 LI | RBCV182-LI | 2285
APC BY SCHNEIDER ELECTRIC | APC REPLACEMENT BATTERY CARTRIDGE #202 | APCRBCV202 | 526
APC BY SCHNEIDER ELECTRIC | APC REPLACEMENT BATTERY CARTRIDGE #211 | APCRBCV211 | 69
APC BY SCHNEIDER ELECTRIC | APC REPLACEMENT BATTERY CARTRIDGE #208 | APCRBCV208 | 309
APC BY SCHNEIDER ELECTRIC | 1 YEAR SEMI-ANNUAL PM 5X8 FOR 1 DX UNISPLIT CEILING OR WALL MOUNT UNIT - MODEL 0 | WSPMV5X8-UF-47 | 6160
APC BY SCHNEIDER ELECTRIC | MGE PMM II D W PWR-LOGIC CM4000 W TVSS COMPLETE SET - SPARE PART KIT LEVEL 4 | WPMM-OPT8-SPL4 | 56605
APC BY SCHNEIDER ELECTRIC | LI REPLACEMENT BATTERY CARTRIDGE #183 LI | RBCV183-LI | 3430
APC BY SCHNEIDER ELECTRIC | MGE STS 200A ALL NO TVSS COMPLETE SET - SPARE PART KIT LEVEL 3 | WSTS200A-SPL3 | 52650
APC BY SCHNEIDER ELECTRIC | MGE PMM II D W VERIS MCM+BCM W TVSS COMPLETE SET - SPARE PART KIT LEVEL 4 | WPMM-OPT7-SPL4 | 26740
APC BY SCHNEIDER ELECTRIC | MGE PMM II D W ADV. DMMS 300 NO TVSS COMPLETE SET - SPARE PART KIT LEVEL 4 | WPMM300ADV-SPL4 | 57655
APC BY SCHNEIDER ELECTRIC | APC REPLACEMENT BATTERY CARTRIDGE #165 | APCRBC165 | 164
APC BY SCHNEIDER ELECTRIC | MGE STS 200A ALL W TVSS COMPLETE SET - SPARE PART KIT LEVEL 3 | WSTS200A-OPT1-SPL3 | 60590
APC BY SCHNEIDER ELECTRIC | APC REPLACEMENT BATTERY CARTRIDGE #203 | APCRBCV203 | 172
APC BY SCHNEIDER ELECTRIC | MGE PMM II D W PWR-LOGIC CM-4000 NO TVSS COMPLETE SET - SPARE PART KIT LEVEL 4 | WPMM-OPT4-SPL4 | 52535
APC BY SCHNEIDER ELECTRIC | 1 YEAR QUARTERLY PM 5X8 FOR 1 DX UNISPLIT CEILING OR WALL MOUNT UNIT - MODEL 048 | WQPMV5X8-UF-47 | 10355
APC BY SCHNEIDER ELECTRIC | APC REPLACEMENT BATTERY CARTRIDGE #200 | APCRBCV200 | 195
APC BY SCHNEIDER ELECTRIC | MGE STS 200A ALL NO TVSS EMERGENCY SET - SPARE PART KIT LEVEL 1 | WSTS200A-SPL1 | 20205
APC BY SCHNEIDER ELECTRIC | MGE PMM II D W VERIS MCM+BCM NO TVSS COMPLETE SET - SPARE PART KIT LEVEL 4 | WPMM-OPT3-SPL4 | 22675
APC BY SCHNEIDER ELECTRIC | 1 YEAR SEMI-ANNUAL PM 5X8 FOR 1 DX UNISPLIT CEILING OR WALL MOUNT UNIT - MODEL 0 | WSPMV5X8-UF-45 | 5600
APC BY SCHNEIDER ELECTRIC | APC REPLACEMENT BATTERY CARTRIDGE #212 | APCRBCV212 | 90
APC BY SCHNEIDER ELECTRIC | APC REPLACEMENT BATTERY CARTRIDGE #201 | APCRBCV201 | 366
APC BY SCHNEIDER ELECTRIC | APC REPLACEMENT BATTERY CARTRIDGE #164 | APCRBC164 | 164
APC BY SCHNEIDER ELECTRIC | MGE STS 400A-600A ALL NO TVSS COMPLETE SET - SPARE PART KIT LEVEL 3 | WSTS400A600-SPL3 | 51365
APC BY SCHNEIDER ELECTRIC | MGE PMM II ALL MODELS COMPREHENSIVE SET - SPARE PART KIT LEVEL 3 | WPMM-SPL3 | 4890
APC BY SCHNEIDER ELECTRIC | MGE STS 400A-600A ALL NO TVSS SUPPORT SET - SPARE PART KIT LEVEL 2 | WSTS400A600-SPL2 | 32600
APC BY SCHNEIDER ELECTRIC | MGE PMM II ALL WITH 380V COMPLETE SET - SPARE PART KIT LEVEL 3 | WPMM380V-SPL3 | 4900
APC BY SCHNEIDER ELECTRIC | MGE PMM II D W PM800 W TVSS COMPLETE SET - SPARE PART KIT LEVEL 4 | WPMMPM800OPT1-SPL4 | 15715
APC BY SCHNEIDER ELECTRIC | LI REPLACEMENT BATTERY CARTRIDGE #181 LI | RBCV181-LI | 1375
APC BY SCHNEIDER ELECTRIC | MGE STS 200A ALL W TVSS COMPLETE SET - SPARE PART KIT LEVEL 1 | WSTS200A-OPT1-SPL1 | 20820
APC BY SCHNEIDER ELECTRIC | MGE PMM II ALL WITH 380V SUPPORT SET - SPARE PART KIT LEVEL 2 | WPMM380V-SPL2 | 3925
APC BY SCHNEIDER ELECTRIC | MGE PMM II ALL MODELS SUPPORT SET - SPARE PART KIT LEVEL 2 | WPMM-SPL2 | 3915
APC BY SCHNEIDER ELECTRIC | MGE PMM II D W PWR-LOGIC CM2150 W TVSS COMPLETE SET - SPARE PART KIT LEVEL 4 | WPMM-OPT5-SPL4 | 28470
APC BY SCHNEIDER ELECTRIC | MGE PMM II D W ADV DMMS 300+ W TVSS COMPLETE SET - SPARE PART KIT LEVEL 4 | WPMM300-OPT1-SPL4 | 56475
APC BY SCHNEIDER ELECTRIC | MGE PMM II D W VERIS MCM NO TVSS COMPLETE SET - SPARE PART KIT LEVEL 4 | WPMM-OPT2-SPL4 | 16650
APC BY SCHNEIDER ELECTRIC | MGE STS 400A-600A ALL W TVSS SUPPORT SET - SPARE PART KIT LEVEL 2 | WSTS400A-OPT1-SPL2 | 33240
APC BY SCHNEIDER ELECTRIC | MGE PMM II ALL W PM800 COMPLETE SET - SPARE PART KIT LEVEL 4 | WPMMPM800-SPL4 | 11665
APC BY SCHNEIDER ELECTRIC | MGE STS 400A-600A ALL NO TVSS EMERGENCY SET - SPARE PART KIT LEVEL 1 | WSTS400A600-SPL1 | 21890
APC BY SCHNEIDER ELECTRIC | MGE PMM II D W PWR-LOGIC CM2150 NO TVSS COMPLETE SET - SPARE PART KIT LEVEL 4 | WPMM-OPT1-SPL4 | 24410
APC BY SCHNEIDER ELECTRIC | (1) SITE INSPECTION VISIT FOR (1) GALAXY VX 1000KVA N+1 REDUNDANT UPS | WSITEINSPEC-VX-101 | 4885
APC BY SCHNEIDER ELECTRIC | (1) SITE INSPECTION VISIT VISIT FOR (1) GALAXY 4000 40 TO 50 KVA UPS | WSITEINSPEC-G4-50 | 1535
APC BY SCHNEIDER ELECTRIC | (1) YEAR ADVANTAGE ULTRA SERVICE PLAN FOR 10 RACK TYPE S LI-ION BATTERY SOLUTION | WULTRABAT-LB-S10 | 52605
APC BY SCHNEIDER ELECTRIC | 1Y QUATERLY PM 5X8 FOR 1 LDAV LUAV 0511 0611 | WQPMV5X8-UF-31A | 11940
APC BY SCHNEIDER ELECTRIC | (1) YEAR ADVANTAGE ULTRA SERVICE PLAN FOR 10 RACK TYPE O LI-ION BATTERY SOLUTION | WULTRABAT-LB-O10 | 46370
APC BY SCHNEIDER ELECTRIC | QUARTERLY PREVENTATIVE MAINTENANCE 5X8 FOR (1) IN ROW ACRD 300 AND 301 SERIES | WQPMV5X8-AX-34 | 8395
APC BY SCHNEIDER ELECTRIC | (1) SITE INSPECTION VISIT FOR (1) GALAXY VX 1000 SCALABLE TO 1250KVA UPS | WSITEINSPEC-VX-102 | 5055
APC BY SCHNEIDER ELECTRIC | ECOSTRUXURE IT ADVISOR SAAS 1000 RACKS 3 YEARS | SFTWAS10003Y-DIGI | 143640
APC BY SCHNEIDER ELECTRIC | APC REPLACEMENT BATTERY CARTRIDGE 216 WITH 2 YEAR WARRANTY | APCRBC216 | 188
APC BY SCHNEIDER ELECTRIC | DATA CENTER OPERATION: 1 YEAR SOFTWARE SUPPORT CONTRACT, 1000 RACKS | WOPS1YR1000R-DIGI | 23135
APC BY SCHNEIDER ELECTRIC | 1 YEAR QUARTERLY PM 5X8 FOR 1 DX UNISPLIT CEILING OR WALL MOUNT UNIT - MODEL 034 | WQPMV5X8-UF-45 | 9515
APC BY SCHNEIDER ELECTRIC | APC REPLACEMENT BATTERY CARTRIDGE #209 | APCRBCV209 | 355
APC BY SCHNEIDER ELECTRIC | MGE STS 200A ALL NO TVSS SUPPORT SET - SPARE PART KIT LEVEL 2 | WSTS200A-SPL2 | 31215
APC BY SCHNEIDER ELECTRIC | MGE STS 200A 600V W TVSS COMPLETE SET - SPARE PART KIT LEVEL 3 | WSTS200A-OPT3-SPL3 | 55010
APC BY SCHNEIDER ELECTRIC | MGE PMM II D W VERIS MCM W TVSS COMPLETE SET - SPARE PART KIT LEVEL 4 | WPMM-OPT6-SPL4 | 20710
APC BY SCHNEIDER ELECTRIC | MGE STS 400A-600A ALL W TVSS EMERGENCY SET - SPARE PART KIT LEVEL 1 | WSTS400A-OPT1-SPL1 | 21710
APC BY SCHNEIDER ELECTRIC | APC REPLACEMENT BATTERY CARTRIDGE #207 | APCRBCV207 | 179
APC BY SCHNEIDER ELECTRIC | APC REPLACEMENT BATTERY CARTRIDGE #210 | APCRBCV210 | 58
APC BY SCHNEIDER ELECTRIC | (1) YEAR ADVANTAGE ULTRA SERVICE PLAN FOR 3 RACK TYPE G LI-ION BATTERY SOLUTION | WULTRABAT-LB-G3 | 20715
APC BY SCHNEIDER ELECTRIC | SCHEDULING UPGRADE TO 7X24 FOR MBRS FOR 41 TO 150 KVA UPS | WUPGMBRS7X24-LX-02 | 899
APC BY SCHNEIDER ELECTRIC | (1) SITE INSPECTION VISIT FOR (1) GALAXY VS 40KW UPS | WSITEINSP-VS1-A40 | 2570
APC BY SCHNEIDER ELECTRIC | QUARTERLY PREVENTATIVE MAINTENANCE 7X24 FOR (1) IN ROW ACRD101 SERIES | WQPMV7X24-AX-28 | 10065
APC BY SCHNEIDER ELECTRIC | (1) YEAR ADVANTAGE ULTRA SERVICE PLAN FOR 2 RACK TYPE E LI-ION BATTERY SOLUTION | WULTRABAT-LB-E2 | 14510
APC BY SCHNEIDER ELECTRIC | ECOSTRUXURE IT ADVISOR SAAS 25 RACKS 5 YEARS | SFTWAS255Y-DIGI | 9720
APC BY SCHNEIDER ELECTRIC | ISX0002410778-0004 ON 2025-2413802 | ISX0002410778-0004 | 221883.07
APC BY SCHNEIDER ELECTRIC | ISX0002461934-0002 ON 2025-2414246 | ISX0002461934-0002 | 56100.15
APC BY SCHNEIDER ELECTRIC | QUATERLY PREVENTIVE MAINTENANCE SERVICE FOR (1) IAEC50 500KW COOLING UNIT | WQPMV5X8-AE-50 | 9815
APC BY SCHNEIDER ELECTRIC | QUARTERLY PREVENTATIVE MAINTENANCE 7X24 FOR (1) IN ROW ACRD 300 AND 301 SERIES | WQPMV7X24-AX-34 | 11520
APC BY SCHNEIDER ELECTRIC | 1 YR EAA PLUS PREDICT UPGRADE TO FW OR EXISTING SRVC PLAN FOR (1) IN ROOM COOLIN | WUPGEAAPLUS-UF-00 | 473
APC BY SCHNEIDER ELECTRIC | ISX0002460569-0002 ON 2025-2413587 | ISX0002460569-0002 | 149493.13
APC BY SCHNEIDER ELECTRIC | ISX0002460851-0002 ON 2025-2413565 | ISX0002460851-0002 | 221045507
APC BY SCHNEIDER ELECTRIC | (1) SITE INSPECTION VISIT VISIT FOR (1) EPS 6000 750 TO 800 KVA UPS | WSITEINSPEC-E6-80 | 2235
APC BY SCHNEIDER ELECTRIC | 1Y SEMI-ANNUAL PM 5X8 FOR 1 IDAV IUAV 1511 1911 | WSPMV5X8-UF-33B | 7155
APC BY SCHNEIDER ELECTRIC | SCHEDULING UPGRADE TO 7X24 FOR EXISTING SITE INSPECTION VISIT FOR UP TO 40 KVA U | WUPGSIV7X24-UG-01 | 771
APC BY SCHNEIDER ELECTRIC | SCHEDULING UPGRADE TO 7X24 FOR MBRS FOR 151 TO 500 KVA UPS | WUPGMBRS7X24-NX-03 | 2090
APC BY SCHNEIDER ELECTRIC | UPGRADE FROM SEMI-ANNUAL 5X8 PM TO QUARTERLY 7X24 FOR (1) IAEC25 250KW COOLING U | WUPGQPMV7-AE-25 | 5930
APC BY SCHNEIDER ELECTRIC | (1) SITE INSPECTION VISIT 5X8 FOR (1) EASY UPS 3S UL 30KVA UPS | WSITEINSPEC-EZU-30 | 3345
APC BY SCHNEIDER ELECTRIC | (1) YEAR ADVANTAGE ULTRA SERVICE PLAN FOR 8 RACK TYPE G LI-ION BATTERY SOLUTION | WULTRABAT-LB-G8 | 49445
APC BY SCHNEIDER ELECTRIC | 1Y QUATERLY PM 5X8 FOR 1 LUAV2422A | WQPMV5X8-UF-33D | 12410
APC BY SCHNEIDER ELECTRIC | (1) ADDNL CONTRACT PREVENTIVE MAINTENANCE VISIT 5X8 FOR (1) GALAXY 3500 OR SUVT | WPMV-G3-28 | 1760
APC BY SCHNEIDER ELECTRIC | (1) SITE INSPECTION VISIT VISIT FOR (1) GALAXY PW 160 OR 200 OR PWI 200 KVA UPS | WSITEINSPEC-GP-20 | 1785
APC BY SCHNEIDER ELECTRIC | (1) ADDITIONAL CONTRACT PM VISIT 5X8 FOR (1) GALAXY VX 500 SCALABLE TO 1250KVA U | WPMV-VX-54 | 3415
APC BY SCHNEIDER ELECTRIC | (1) SITE INSPECTION VISIT VISIT FOR (1) EPSILON 200 TO 600A | WSITEINSPEC-ES-60 | 1535
APC BY SCHNEIDER ELECTRIC | 1Y QUATERLY PM 5X8 FOR 1 LDAV2422A | WQPMV5X8-UF-33C | 12410
APC BY SCHNEIDER ELECTRIC | 1Y QUATERLY PM 5X8 FOR 1 FWCV36L1 OR FWCV40L1 | WQPMV5X8-UF-28 | 14095
APC BY SCHNEIDER ELECTRIC | (1) SITE INSPECTION VISIT FOR (1) GALAXY VL 300KW UPS | WSITEINSP-VL-300 | 3400
APC BY SCHNEIDER ELECTRIC | (1) ADDITIONAL CONTRACT PM VISIT 5X8 FOR (1) GALAXY VL 200KW UPS | WPMV-VL-200 | 3750
APC BY SCHNEIDER ELECTRIC | (1) ADDITIONAL CONTRACT PM VISIT 5X8 FOR (1) GALAXY VX 500 SCALABLE TO 1500KVA U | WPMV-VX-55 | 3415
APC BY SCHNEIDER ELECTRIC | ECOSTRUXURE IT ADVISOR SAAS 250 RACKS 1 YEAR | SFTWAS250-DIGI | 16200
APC BY SCHNEIDER ELECTRIC | SEMI-ANNUAL PREVENTATIVE MAINTENANCE 7X24 FOR IN (1) IN ROW ACRD 300 AND 301 SER | WSPMV7X24-AX-34 | 6150
APC BY SCHNEIDER ELECTRIC | (1) SITE INSPECTION VISIT VISIT FOR (1) GALAXY PW 225 KVA UPS | WSITEINSPEC-GP-22 | 1785
APC BY SCHNEIDER ELECTRIC | (1) SITE INSPECTION VISIT FOR (1) GALAXY VX 1500KVA N+1 REDUNDANT UPS | WSITEINSPEC-VX-151 | 5755
APC BY SCHNEIDER ELECTRIC | 1 YR EAA PLUS PREDICT UPGRADE TO FW OR EXISTING SRVC PLAN FOR (1) 3P UPS 501KVA | WUPGEAAPLUS-UG-04 | 759
APC BY SCHNEIDER ELECTRIC | (1) SITE INSPECTION VISIT FOR (1) EPS 8000 1100 TO 1125 KVA UPS | WSITEINSPEC-E8-11 | 2470
APC BY SCHNEIDER ELECTRIC | XP12V1800 EXIDE 12V VRLA BATTERY | BATTXP12V1800GNB | 316
APC BY SCHNEIDER ELECTRIC | GALAXY VS UPS 60KW 400V FOR EXTERNAL BATTERIES, START-UP 5X8 | GVSUPS60KHS | 49830
APC BY SCHNEIDER ELECTRIC | GALAXY VS UPS 50KW 400V, 2 INTERNAL 9AH SMART MODULAR BATTERY STRINGS, EXPANDABL | GVSUPS50KB4HS | 52530
APC BY SCHNEIDER ELECTRIC | GALAXY VX LITHIUM-ION BMS POWER SUPPLY KIT FOR 1250KVA I/O CABINET WITHOUT BACKF | GVXOPT002 | 267
APC BY SCHNEIDER ELECTRIC | GALAXY VS UPS 50KW 400V WITH N+1 POWER MODULE, FOR 5 SMART MODULAR 9AH BATTERY S | GVSUPS50KR0B5HS | 60380
APC BY SCHNEIDER ELECTRIC | GALAXY VS LIVE SWAP UPGRADE KIT FOR UPS WITH EXTERNAL BATTERIES, START-UP SERVIC | GVSOPT038S | 3990
APC BY SCHNEIDER ELECTRIC | CATL LIB RACK WITH 9 X 80AH BATTERY MODULES AND 500A CONTROL BOX 2 WIRES | LIBCAT2W9X80 | 73245
APC BY SCHNEIDER ELECTRIC | INROW ATS FOR 100-120V /200-240V | ACAC10059 | 1270
APC BY SCHNEIDER ELECTRIC | UPGRADE FROM SEMI-ANNUAL 5X8 PM TO QUARTERLY 7X24 FOR (1) IAEC50 500KW COOLING U | WUPGQPMV7-AE-50 | 7595
APC BY SCHNEIDER ELECTRIC | 1Y QUATERLY PM 5X8 FOR 1 LDAV LUAV 1511 1911 | WQPMV5X8-UF-33A | 12410
APC BY SCHNEIDER ELECTRIC | 1Y SEMI-ANNUAL PM 5X8 FOR 1 IDAV IUAV 0811 0911 | WSPMV5X8-UF-32B | 7155
APC BY SCHNEIDER ELECTRIC | 1Y QUATERLY PM 5X8 FOR 1 IDAV IUAV 0511 0611 | WQPMV5X8-UF-31B | 11940
APC BY SCHNEIDER ELECTRIC | SCHEDULING UPGRADE TO 7X24 FOR MBRS FOR 151 TO 500 KVA UPS | WUPGMBRS7X24-LX-03 | 1210
APC BY SCHNEIDER ELECTRIC | (1) SITE INSPECTION VISIT VISIT FOR (1) GALAXY 5000/5500 41 TO 80 KVA UPS | WSITEINSPEC-G5-81 | 1580
APC BY SCHNEIDER ELECTRIC | SCHEDULING UPGRADE TO 7X24 FOR MBRS FOR 501 KVA OR GREATER | WUPGMBRS7X24-PX-04 | 2275
APC BY SCHNEIDER ELECTRIC | (1) SITE INSPECTION VISIT FOR (1) GALAXY VX 1000 SCALABLE TO 1500KVA UPS | WSITEINSPEC-VX-103 | 5230
APC BY SCHNEIDER ELECTRIC | GALAXY VS BATTERY BREAKER BOX 20-80KW 400V | GVSBBB20K80H | 3020
APC BY SCHNEIDER ELECTRIC | INROW RC, 300MM, CHILLED WATER, 100-240V, 50/60 HZ - ST W/ GRAVITY DRAIN | ACRC301SX797 | 18295
APC BY SCHNEIDER ELECTRIC | GALAXY VS PARALLEL MAINTENANCE BYPASS PANEL FOR 2 UPSS, 10-30KW 400V WALLMOUNT | GVSBPAR10K30H | 6540
APC BY SCHNEIDER ELECTRIC | CATL LIB RACK WITH 8 X 80AH BATTERY MODULES AND 500A CONTROL BOX 2 WIRES | LIBCAT2W8X80 | 66500
APC BY SCHNEIDER ELECTRIC | MAINTENANCE BYPASS PANEL, SINGLE UNIT, 10-20KW 400V WALLMOUNT, FOR GALAXY VS AND | GVSBPSU10K20H | 1660
APC BY SCHNEIDER ELECTRIC | GALAXY VS UPS TAA COMPLIANT 30KW 480V FOR EXTERNAL BATTERIES, START-UP 5X8 | GVSUPS30KGSUS | 38170
APC BY SCHNEIDER ELECTRIC | GALAXY VS UPS 60KW 480V FOR EXTERNAL BATTERIES, START-UP 5X8 | GVSUPS60KGS | 49830
APC BY SCHNEIDER ELECTRIC | GALAXY VS 7AH SMART BATTERY MODULE | GVSBTU | 2395
APC BY SCHNEIDER ELECTRIC | ACRC301S LEVEL 3 SPARE PARTS KIT | WACRC301S-SPL3 | 13500
APC BY SCHNEIDER ELECTRIC | GALAXY VS UPS 20KW 480V FOR UP TO 4 INTERNAL 9AH SMART MODULAR BATTERY STRINGS, | GVSUPS20K0B4GS | 30670
APC BY SCHNEIDER ELECTRIC | GALAXY VS UPS 100KW 400V FOR UP TO 5 INTERNAL 9AH SMART MODULAR BATTERY STRINGS, | GVSUPS100K0B5HS | 61345
APC BY SCHNEIDER ELECTRIC | SCHEDULING UPGRADE TO 7X24 FOR MBRS FOR 151 TO 500 KVA UPS | WUPGMBRS7X24-PX-03 | 1700
APC BY SCHNEIDER ELECTRIC | INROW RC, 300MM, CHILLED WATER, 100-240V, 50/60 HZ - ST - RAL 9003 | ACRC301SXW | 21240
APC BY SCHNEIDER ELECTRIC | SEMI-ANNUAL PREVENTIVE MAINTENANCE SERVICE FOR (1) IAEC50 500KW COOLING UNIT | WSPMV5X8-AE-50 | 6205
APC BY SCHNEIDER ELECTRIC | GALAXY VS UPS 20KW 400V WITH N+1 POWER MODULE FOR EXTERNAL BATTERIES, START-UP 5 | GVSUPS20KRHS | 49075
APC BY SCHNEIDER ELECTRIC | (1) YEAR ADVANTAGE ULTRA SERVICE PLAN FOR 4 RACK TYPE E LI-ION BATTERY SOLUTION | WULTRABAT-LB-E4 | 25535
APC BY SCHNEIDER ELECTRIC | (1) SITE INSPECTION VISIT FOR (1) GALAXY VS 50KW UPS | WSITEINSP-VS1-A50 | 2570
APC BY SCHNEIDER ELECTRIC | (1) SITE INSPECTION VISIT FOR (1) GALAXY VS 60 TO 80KVA UPS | WSITEINSP-VS3-A75 | 2985
APC BY SCHNEIDER ELECTRIC | GALAXY VS UPS 30KW 480V FOR UP TO 4 INTERNAL 9AH SMART MODULAR BATTERY STRINGS, | GVSUPS30K0B4GS | 35045
APC BY SCHNEIDER ELECTRIC | MAINTENANCE BYPASS PANEL, SINGLE UNIT, 80-120KW 400V WALLMOUNT, FOR GALAXY VS AN | GVSBPSU80K120H | 3975
APC BY SCHNEIDER ELECTRIC | GALAXY VS UPS TAA COMPLIANT 100KW 480V FOR EXTERNAL BATTERIES, START-UP 5X8 | GVSUPS100KGSUS | 63750
APC BY SCHNEIDER ELECTRIC | GALAXY VS 60KW 208V FOR EXTERNAL BATTERIES, START-UP 5X8 | GVSUPS60KFS | 55250
APC BY SCHNEIDER ELECTRIC | GALAXY VS UPS 50KW 400V SCALABLE TO 150KW FOR EXTERNAL BATTERIES, START-UP 5X8 | GVSUPS50K150HS | 47915
APC BY SCHNEIDER ELECTRIC | ACOA501 SPARE PARTS KIT - LEVEL 1 | WACOA501-SPL1 | 10890
APC BY SCHNEIDER ELECTRIC | PREVENTIVE MAINTENANCE VIST 5X8 FOR (1) LEVEL 5 MICRO DC | WPMV-MDC-05 | 4985
APC BY SCHNEIDER ELECTRIC | GALAXY VS UPS 10KW 208V WITH N+1 POWER MODULE FOR EXTERNAL BATTERIES, START-UP 5 | G V S U P S 1 0 K R F S | 32580
APC BY SCHNEIDER ELECTRIC | PREVENTIVE MAINTENANCE VIST 5X8 FOR (1) LEVEL 4 MICRO DC | WPMV-MDC-04 | 4155
APC BY SCHNEIDER ELECTRIC | ADVANCED OPERATOR TRAINING FOR LITHIUM-ION BATTERY SYSTEM | WAOT-LB-00 | 7410
APC BY SCHNEIDER ELECTRIC | (1) YEAR ADVANTAGE ULTRA SERVICE PLAN FOR 6 RACK TYPE O LI-ION BATTERY SOLUTION | WULTRABAT-LB-O6 | 29210
APC BY SCHNEIDER ELECTRIC | (1) SITE INSPECTION VISIT 5X8 FOR (1) GALAXY VX 500 SCALABLE TO 1500KVA UPS | WSITEINSPEC-VX-55 | 2710
APC BY SCHNEIDER ELECTRIC | SEMI-ANNUAL PREVENTATIVE MAINTENANCE 7X24 FOR IN (1) IN ROW ACRD101 SERIES | WSPMV7X24-AX-28 | 5805
APC BY SCHNEIDER ELECTRIC | 1Y SEMI-ANNUAL PM 5X8 FOR 1 FWCV36L1 OR FWCV40L1 | WSPMV5X8-UF-28 | 8290
APC BY SCHNEIDER ELECTRIC | (1) YEAR ADVANTAGE ULTRA SERVICE PLAN FOR 12 RACK TYPE S LI-ION BATTERY SOLUTION | WULTRABAT-LB-S12 | 65250
APC BY SCHNEIDER ELECTRIC | 1 YR EAA PLUS PREDICT UPGRADE TO FW OR EXISTING SRVC PLAN FOR (1) CHILLER | WUPGEAAPLUSC-UF-00 | 510
APC BY SCHNEIDER ELECTRIC | (1) YEAR ADVANTAGE ULTRA SERVICE PLAN FOR 12 RACK TYPE O LI-ION BATTERY SOLUTION | WULTRABAT-LB-O12 | 57765
APC BY SCHNEIDER ELECTRIC | 1 - PRE-CONTRACT AUDIT FOR 1 - UPS - 41 TO 150 KVA | WSITEINSPEC-E8-80 | 2235
APC BY SCHNEIDER ELECTRIC | 1Y QUATERLY PM 5X8 FOR 1 IDAV IUAV 1111 1311 | WQPMV5X8-UF-35B | 12410
APC BY SCHNEIDER ELECTRIC | (1) SITE INSPECTION VISIT FOR (1) GALAXY VX 625KVA UPS | WSITEINSPEC-VX-62 | 2790
APC BY SCHNEIDER ELECTRIC | (1) ADDITIONAL CONTRACT PM VISIT 5X8 FOR (1) GALAXY VX 750 SCALABLE TO 1250KVA U | WPMV-VX-78 | 4865
APC BY SCHNEIDER ELECTRIC | 1Y SEMI-ANNUAL PM 5X8 FOR 1 LDAV2422A | WSPMV5X8-UF-33C | 7155
APC BY SCHNEIDER ELECTRIC | SCHED UPGRD TO 7X24 TO EXISTING PCAV FOR 1 - UFLEDX MODEL OVER 50KW | WUPGPCAVCOL7-UG-03 | 1080
APC BY SCHNEIDER ELECTRIC | (1) SITE INSPECTION VISIT VISIT FOR (1) EPS 7000 300 TO 500 KVA UPS | WSITEINSPEC-E7-50 | 2050
APC BY SCHNEIDER ELECTRIC | (1) ADDITIONAL CONTRACT PM VISIT 5X8 FOR (1) GALAXY VL 500KW UPS | WPMV-VL-500 | 4250
APC BY SCHNEIDER ELECTRIC | (1) ADDITIONAL CONTRACT PM VISIT 5X8 FOR (1) GALAXY VL 300KW UPS | WPMV-VL-300 | 3915
APC BY SCHNEIDER ELECTRIC | 1Y QUATERLY PM 5X8 FOR 1 LDAV LUAV 0711 0811 | WQPMV5X8-UF-32A | 12410
APC BY SCHNEIDER ELECTRIC | (1) SITE INSPECTION VISIT 5X8 FOR (1) GALAXY VX 500 SCALABLE TO 1000KVA UPS | WSITEINSPEC-VX-53 | 2790
APC BY SCHNEIDER ELECTRIC | SCHEDULING UPGRADE TO 7X24 FOR MBRS FOR 501 KVA OR GREATER | WUPGMBRS7X24-NX-04 | 2665
APC BY SCHNEIDER ELECTRIC | (1) YEAR ADVANTAGE ULTRA SERVICE PLAN FOR 6 RACK TYPE S LI-ION BATTERY SOLUTION | WULTRABAT-LB-S6 | 32955
APC BY SCHNEIDER ELECTRIC | QUARTERLY PREVENTATIVE MAINTENANCE 5X8 FOR (1) INFRASTRUXURE INROW RC CHILLED WA | WQPMV5X8-AX-26 | 12585
APC BY SCHNEIDER ELECTRIC | 1Y QUATERLY PM 5X8 FOR 1 IDAV IUAV 0711 0811 | WQPMV5X8-UF-32B | 12410
APC BY SCHNEIDER ELECTRIC | QUARTERLY PREVENTATIVE MAINTENANCE 7X24 FOR (1) IN ROW ACRH 301 SERIES | WQPMV7X24-AX-36 | 15460
APC BY SCHNEIDER ELECTRIC | (1) SITE INSPECTION VISIT FOR (1) GALAXY VS 20 TO 25KW UPS | WSITEINSP-VS2-A41 | 1820
APC BY SCHNEIDER ELECTRIC | QUATERLY PREVENTIVE MAINTENANCE SERVICE FOR (1) IAEC25 250KW COOLING UNIT | WQPMV5X8-AE-25 | 7475
APC BY SCHNEIDER ELECTRIC | (1) YEAR ADVANTAGE ULTRA SERVICE PLAN FOR 4 RACK TYPE O LI-ION BATTERY SOLUTION | WULTRABAT-LB-O4 | 20635
APC BY SCHNEIDER ELECTRIC | (1) SITE INSPECTION VISIT VISIT FOR (1) UPS 4000 75 TO 600 KVA UPS | WSITEINSPEC-UM-40 | 3110
APC BY SCHNEIDER ELECTRIC | SCHEDULING UPGRADE TO 7X24 FOR EXISTING SITE INSPECTION VISIT FOR 41 TO 150 KVA | WUPGSIV7X24-UG-02 | 1150
APC BY SCHNEIDER ELECTRIC | 1Y SEMI-ANNUAL PM 5X8 FOR 1 LUAV2422A | WSPMV5X8-UF-33D | 7155
APC BY SCHNEIDER ELECTRIC | (1) YEAR ADVANTAGE ULTRA SERVICE PLAN FOR 8 RACK TYPE S LI-ION BATTERY SOLUTION | WULTRABAT-LB-S8 | 42785
APC BY SCHNEIDER ELECTRIC | GALAXY VS UPS 30KW 400V WITH N+1 POWER MODULE FOR EXTERNAL BATTERIES, START-UP 5 | GVSUPS30KRHS | 51200
APC BY SCHNEIDER ELECTRIC | GALAXY VS BATTERY BREAKER BOX 100-200KW 400V | GVSBBB100K200H | 4545
APC BY SCHNEIDER ELECTRIC | 1 YR QRTLY PM 5X8 FOR 1 CHILLER W-FREECOOLING MODEL BCEF 1103A | WQPMV5X8-UF-75C | 36560
APC BY SCHNEIDER ELECTRIC | (1) ADDITIONAL CONTRACT PM VISIT 5X8 FOR (1) EASY UPS 3S UL 20KVA UPS | WPMV-EZU-20 | 3380
APC BY SCHNEIDER ELECTRIC | (1) YEAR ADVANTAGE ULTRA SERVICE PLAN FOR 2 RACK TYPE G LI-ION BATTERY SOLUTION | WULTRABAT-LB-G2 | 14970
APC BY SCHNEIDER ELECTRIC | GALAXY VS UPS 40KW 480V WITH N+1 POWER MODULE, FOR 5 SMART MODULAR 9AH BATTERY S | GVSUPS40KR0B5GS | 54085
APC BY SCHNEIDER ELECTRIC | GALAXY VS UPS 60KW 400V FOR EXTERNAL BATTERIES, HALOGEN-FREE CABLES, MARINE CERT | GVSUPS60KMHS | 51525
APC BY SCHNEIDER ELECTRIC | SCHEDULING UPGRADE TO 7X24 FOR MPRS FOR 151 TO 500 KVA UPS | WUPGMPRS7X24-MP-03 | 3020
APC BY SCHNEIDER ELECTRIC | GALAXY VS UPS 80KW 400V, 3 INTERNAL 9AH SMART MODULAR BATTERY STRINGS, EXPANDABL | GVSUPS80KB5HS | 71590
APC BY SCHNEIDER ELECTRIC | UPGRADE FROM SEMI-ANNUAL 5X8 PM TO QUARTERLY 5X8 FOR (1) IAEC25 250KW COOLING UN | WUPGQPMV5-AE-25 | 3125
APC BY SCHNEIDER ELECTRIC | GALAXY VS UPS TAA COMPLIANT 80KW 480V FOR EXTERNAL BATTERIES, START-UP 5X8 | GVSUPS80KGSUS | 58805
APC BY SCHNEIDER ELECTRIC | (1) SITE INSPECTION VISIT 5X8 FOR (1) EASY UPS 3S UL 20KVA UPS | WSITEINSPEC-EZU-20 | 3275
APC BY SCHNEIDER ELECTRIC | INROW 300MM WATER-COOLED CONDENSING UNIT, 200-240V, UL, AMBIENT DOWN TO -40C | ACHU300-L | 29365
APC BY SCHNEIDER ELECTRIC | PREVENTIVE MAINTENANCE VIST 5X8 FOR (1) LEVEL 3 MICRO DC | WPMV-MDC-03 | 3325
APC BY SCHNEIDER ELECTRIC | GALAXY VS IP22 KIT FOR 521MM WIDE UPS | GVSOPT026 | 1520
APC BY SCHNEIDER ELECTRIC | GALAXY VS UPS 20KW 480V WITH N+1 POWER MODULE FOR EXTERNAL BATTERIES, START-UP 5 | GVSUPS20KRGS | 49075
APC BY SCHNEIDER ELECTRIC | GALAXY V SERIES EMPTY AUXILIARY CABINET | GVEAC7 | 7290
APC BY SCHNEIDER ELECTRIC | GALAXY VS UPS 50KW 400V FOR EXTERNAL BATTERIES, HALOGEN-FREE CABLES, MARINE CERT | GVSUPS50KMHS | 46200
APC BY SCHNEIDER ELECTRIC | GALAXY VS UPS 40KW 400V WITH N+1 POWER MODULE FOR EXTERNAL BATTERIES, START-UP 5 | GVSUPS40KRHS | 54605
APC BY SCHNEIDER ELECTRIC | GALAXY VS UPS 40KW 400V, 2 INTERNAL 9AH SMART MODULAR BATTERY STRINGS, EXPANDABL | GVSUPS40KB4HS | 47535
APC BY SCHNEIDER ELECTRIC | SCHEDULING UPGRADE TO 7X24 FOR MPRS | WUPGMPRS7X24-MP-00 | 1553.4
APC BY SCHNEIDER ELECTRIC | QUARTERLY PREVENTATIVE MAINTENANCE 5X8 FOR (1) IN ROW ACRD101 SERIES | WQPMV5X8-AX-28 | 7185
APC BY SCHNEIDER ELECTRIC | (1) SITE INSPECTION VISIT FOR (1) GALAXY VX 1500KVA UPS | WSITEINSPEC-VX-150 | 5580
APC BY SCHNEIDER ELECTRIC | 1Y SEMI-ANNUAL PM 5X8 FOR 1 LUAV 2522 3822 | WSPMV5X8-UF-34B | 7785
APC BY SCHNEIDER ELECTRIC | ECOSTRUXURE IT ADVISOR: COOLING OPTIMIZE EC FAN ADAPTER | CLECFAN | 85
APC BY SCHNEIDER ELECTRIC | (1) SITE INSPECTION VISIT 5X8 FOR (1) GALAXY VX 625 SCALABLE TO 1000KVA UPS | WSITEINSPEC-VX-64 | 3140
APC BY SCHNEIDER ELECTRIC | (1) YEAR ADVANTAGE ULTRA SERVICE PLAN FOR 1 RACK TYPE G LI-ION BATTERY SOLUTION | WULTRABAT-LB-G1 | 7700
APC BY SCHNEIDER ELECTRIC | (1) SITE INSPECTION VISIT 5X8 FOR (1) GALAXY VX 750 SCALABLE TO 1250KVA UPS | WSITEINSPEC-VX-78 | 3895
APC BY SCHNEIDER ELECTRIC | 1Y SEMI-ANNUAL PM 5X8 FOR 1 IDAV IUAV 0511 0611 | WSPMV5X8-UF-31B | 6840
APC BY SCHNEIDER ELECTRIC | 1Y QUATERLY PM 5X8 FOR 1 LDAV 2522 3822 | WQPMV5X8-UF-34A | 13360
APC BY SCHNEIDER ELECTRIC | (1) YEAR ADVANTAGE ULTRA SERVICE PLAN FOR 4 RACK TYPE S LI-ION BATTERY SOLUTION | WULTRABAT-LB-S4 | 23130
APC BY SCHNEIDER ELECTRIC | (1) YEAR ADVANTAGE ULTRA SERVICE PLAN FOR 5 RACK TYPE E LI-ION BATTERY SOLUTION | WULTRABAT-LB-E5 | 31050
APC BY SCHNEIDER ELECTRIC | (1) SITE INSPECTION VISIT 5X8 FOR (1) GALAXY VX 750 SCALABLE TO 1500KVA UPS | WSITEINSPEC-VX-79 | 3895
APC BY SCHNEIDER ELECTRIC | GALAXY VS CLASSIC BATTERY CABINET, UL, TYPE 2, SEISMIC TESTED | GVSCBT2ST | 38095
APC BY SCHNEIDER ELECTRIC | CLASSIC BATTERY CABINET, IEC, 1000MM WIDE, CONFIG A2, GALAXY VS/VL AND EASY UPS | GVSCBC10A2 | 32880
APC BY SCHNEIDER ELECTRIC | (1) ADDITIONAL CONTRACT PM VISIT 5X8 FOR (1) EASY UPS 3S UL 10-15KVA UPS | WPMV-EZU-15 | 3305
APC BY SCHNEIDER ELECTRIC | ACTIVE FLOW CONTROLLER -125PA | ACAC22005 | 404
APC BY SCHNEIDER ELECTRIC | BOTTOM CABLE ENTRY CABINET, 400 MM WIDE, FOR GALAXY VS/VL | GVBEC | 3605
APC BY SCHNEIDER ELECTRIC | GALAXY VS UPS 60KW 480V WITH N+1 POWER MODULE FOR EXTERNAL BATTERIES, START-UP 5 | GVSUPS60KRGS | 65580
APC BY SCHNEIDER ELECTRIC | GALAXY VS UPS 15KW 400V, 1 INTERNAL 7AH SMART MODULAR BATTERY STRING, EXPANDABLE | GVSUPS15KB2HS | 30745
APC BY SCHNEIDER ELECTRIC | (1) YEAR ADVANTAGE ULTRA SERVICE PLAN FOR 4 RACK TYPE G LI-ION BATTERY SOLUTION | WULTRABAT-LB-G4 | 26465
APC BY SCHNEIDER ELECTRIC | SCHEDULING UPGRADE TO 7X24 FOR MPRS FOR 501 KVA OR GREATER | WUPGMPRS7X24-MP-04 | 4115
APC BY SCHNEIDER ELECTRIC | (1) SITE INSPECTION VISIT FOR (1) GALAXY VX 1250KVA UPS | WSITEINSPEC-VX-120 | 5055
APC BY SCHNEIDER ELECTRIC | 1 YR QRTLY PM 5X8 FOR 1 CHILLER W-FREECOOLING MODEL BCEF 0752A - 0903A | WQPMV5X8-UF-75B | 28390
APC BY SCHNEIDER ELECTRIC | GALAXY VS UPS TAA COMPLIANT 30KW 208V FO | GVSUPS30KFSUS | 40930
APC BY SCHNEIDER ELECTRIC | (1) SITE INSPECTION VISIT FOR (1) GALAXY VS 10 TO 15KW UPS | WSITEINSP-VS1-A15 | 2570
APC BY SCHNEIDER ELECTRIC | ACRC301S LEVEL 2 SPARE PARTS KIT | WACRC301S-SPL2 | 11470
APC BY SCHNEIDER ELECTRIC | (1) YEAR 8HR 7X24 RESPONSE UPGRADE TO EXISTING SERVICE CONTRACT FOR (1) IAEC COO | WUPG8HR7-AE-00 | 1870
APC BY SCHNEIDER ELECTRIC | INROW DX 300MM INDOOR UNIT, 200-240V, PRECISION, CE/UL | ACRD101P | 31085
APC BY SCHNEIDER ELECTRIC | GALAXY VS NEMA 2 HOLES KIT FOR 77.6IN TALL UPS | GVSOPT020 | 563
APC BY SCHNEIDER ELECTRIC | (1) SITE INSPECTION VISIT 5X8 FOR (1) GALAXY VX 500KVA N+1 REDUNDANT UPS | WSITEINSPEC-VX-52 | 4015
APC BY SCHNEIDER ELECTRIC | INROW TWIN COIL 300MM 27KW INDOOR UNIT, 200-240V, CE/UL | ACRH301S | 30775
APC BY SCHNEIDER ELECTRIC | SCHEDULING UPGRADE 7X24 FOR EXISTING PREVENTIVE MAINTENANCE OF (1) LITHIUM-ION B | WUPGPMV7-LB-00 | 508
APC BY SCHNEIDER ELECTRIC | GALAXY VS UPS 80KW 400V FOR EXTERNAL BATTERIES, START-UP 5X8 | GVSUPS80KHS | 53950
APC BY SCHNEIDER ELECTRIC | 1Y SEMI-ANNUAL PM 5X8 FOR 1 LDAV LUAV 0511 0611 | WSPMV5X8-UF-31A | 6840
APC BY SCHNEIDER ELECTRIC | SCHEDULING UPGRADE TO 7X24 FOR MBRS FOR 41 TO 150 KVA UPS | WUPGMBRS7X24-NX-02 | 1485
APC BY SCHNEIDER ELECTRIC | GALAXY VX 1250 KVA INDUCTOR CABINET ASSEMBLY | GVXINDUCASSY | 51665
APC BY SCHNEIDER ELECTRIC | 8FT (2.743M) STAINLESS FLEX PIPE KIT 1 MPT TO 1 FPT UNION | ACAC10013 | 2640
APC BY SCHNEIDER ELECTRIC | 1Y SEMI-ANNUAL PM 5X8 FOR 1 LDAV LUAV 1111 1311 | WSPMV5X8-UF-35A | 7155
APC BY SCHNEIDER ELECTRIC | ACRC301H LEVEL 1 SPARE PARTS KIT | WACRC301H-SPL1 | 6985
APC BY SCHNEIDER ELECTRIC | SEMI-ANNUAL PREVENTIVE MAINTENANCE SERVICE FOR (1) IAEC25 250KW COOLING UNIT | WSPMV5X8-AE-25 | 4400
APC BY SCHNEIDER ELECTRIC | DUAL FEED KIT FOR HYDRONIC UNIT 200-240V | ACAC10051 | 2280
APC BY SCHNEIDER ELECTRIC | CW 600MM CONTROLLER UPGRADE WITH FRONT AND REAR DOORS - SPARE PARTS KIT | WRC600UPG-SPL2 | 7840
APC BY SCHNEIDER ELECTRIC | GALAXY VS UPS 50KW 480V FOR EXTERNAL BATTERIES, START-UP 5X8 | GVSUPS50KGS | 43775
APC BY SCHNEIDER ELECTRIC | (1) YEAR ADVANTAGE ULTRA SERVICE PLAN FOR 7 RACK TYPE G LI-ION BATTERY SOLUTION | WULTRABAT-LB-G7 | 43705
APC BY SCHNEIDER ELECTRIC | MAINTENANCE BYPASS PANEL, SINGLE UNIT, 150KW 400V WALLMOUNT, FOR GALAXY VS AND E | GVSBPSU150KH | 5070
APC BY SCHNEIDER ELECTRIC | GALAXY VS UPS 80KW 400V WITH N+1 POWER MODULE FOR EXTERNAL BATTERIES, START-UP 5 | GVSUPS80KRHS | 69580
APC BY SCHNEIDER ELECTRIC | GALAXY VS UPS 50KW 400V FOR UP TO 4 INTERNAL 9AH SMART MODULAR BATTERY STRINGS, | GVSUPS50K0B4HS | 42735
APC BY SCHNEIDER ELECTRIC | ISX0002463546-0002 ON 2025-2418227 | ISX0002463546-0002 | 176630
APC BY SCHNEIDER ELECTRIC | (1) SITE INSPECTION VISIT FOR (1) GALAXY VL 400KW UPS | WSITEINSP-VL-400 | 3540
APC BY SCHNEIDER ELECTRIC | GALAXY VS OUTPUT SWITCH BOX | GVSOPT037 | 2470
APC BY SCHNEIDER ELECTRIC | GALAXY VS UPS 100KW 480V, 3 INTERNAL 9AH SMART MODULAR BATTERY STRINGS EXPANDABL | GVSUPS100KB5GS | 77525
APC BY SCHNEIDER ELECTRIC | (1) ADDITIONAL CONTRACT PM VISIT 5X8 FOR (1) GALAXY VL 400KW UPS | WPMV-VL-400 | 4085
APC BY SCHNEIDER ELECTRIC | GALAXY VS INTERFACE CABLE FOR X-RAY EQUIPMENT | GVSOPT040 | 271
APC BY SCHNEIDER ELECTRIC | ECOSTRUXURE IT ADVISOR: COOLING OPTIMIZE BACNET LICENSE | CLBACNET | 21.75
APC BY SCHNEIDER ELECTRIC | GALAXY VX MAINS 2 BACKFEED KIT FOR I/O 1250KVA CABINET | GVXOPT001 | 9405
APC BY SCHNEIDER ELECTRIC | (1) SITE INSPECTION VISIT 5X8 FOR (1) GALAXY VX 500 SCALABLE TO 1250KVA UPS | WSITEINSPEC-VX-54 | 2710
APC BY SCHNEIDER ELECTRIC | QUARTERLY PREVENTATIVE MAINTENANCE 5X8 FOR (1) IN ROW ACRH 301 SERIES | WQPMV5X8-AX-36 | 11265
APC BY SCHNEIDER ELECTRIC | (1) YEAR ADVANTAGE ULTRA SERVICE PLAN FOR 16 RACK TYPE O LI-ION BATTERY SOLUTION | WULTRABAT-LB-O16 | 74925
APC BY SCHNEIDER ELECTRIC | (1) SITE INSPECTION VISIT FOR (1) GALAXY VS 20 TO 25KW UPS | WSITEINSP-VS1-A25 | 2570
APC BY SCHNEIDER ELECTRIC | 1 YR SEMI-ANN PM 5X8 FOR 1 CHILLER W-FREECOOLING MODEL BCEF 1103A | WSPMV5X8-UF-75C | 18280
APC BY SCHNEIDER ELECTRIC | (1) ADDITIONAL CONTRACT PM VISIT 5X8 FOR (1) EASY UPS 3S UL 40KVA UPS | WPMV-EZU-40 | 3525
APC BY SCHNEIDER ELECTRIC | 1 PREVENTATIVE MAINTENANCE 7X24 FOR (1) 3.5KW SPLIT SYSTEM UNIT | WPMV7X24-AX-07 | 5250
APC BY SCHNEIDER ELECTRIC | 1Y QUATERLY PM 5X8 FOR 1 IDAV IUAV 1511 1911 | WQPMV5X8-UF-33B | 12410
APC BY SCHNEIDER ELECTRIC | (1) SITE INSPECTION VISIT FOR (1) PMM 400 OR 500 | WSITEINSPEC-PM-40 | 1960
APC BY SCHNEIDER ELECTRIC | SEMI-ANNUAL PREVENTATIVE MAINTENANCE 5X8 FOR (1) IN ROW ACRD101 SERIES | WSPMV5X8-AX-28 | 4150
APC BY SCHNEIDER ELECTRIC | (1) SITE INSPECTION VISIT VISIT FOR (1) GALAXY 4000 65 TO 75 KVA UPS | WSITEINSPEC-G4-75 | 1535
APC BY SCHNEIDER ELECTRIC | UPGRADE FROM SEMI-ANNUAL 5X8 PM TO 7X24 FOR (1) IAEC50 500KW COOLING UNIT | WUPGSPMV7-AE-50 | 2390
APC BY SCHNEIDER ELECTRIC | (1) YR ON-SITE WARRANTY EXT PLAN FOR (1) GALAXY VS MODULAR BATT FRAME WITH UP TO | WOEBAT1YR-VSB-01 | 6655
APC BY SCHNEIDER ELECTRIC | (1) SITE INSPECTION VISIT FOR (1) GALAXY VX 625KVA N+1 REDUNDANT UPS | WSITEINSPEC-VX-63 | 3140
APC BY SCHNEIDER ELECTRIC | (1) SITE INSPECTION VISIT VISIT FOR (1) EPS 8000 555 KVA UPS | WSITEINSPEC-E8-62 | 2235
APC BY SCHNEIDER ELECTRIC | ECOSTRUXURE IT ADVISOR SAAS 25 RACKS 1 YEAR | SFTWAS25-DIGI | 2160
APC BY SCHNEIDER ELECTRIC | (1) YEAR ADVANTAGE ULTRA SERVICE PLAN FOR 14 RACK TYPE S LI-ION BATTERY SOLUTION | WULTRABAT-LB-S14 | 75075
APC BY SCHNEIDER ELECTRIC | UPGRADE FROM SEMI-ANNUAL 5X8 PM TO QUARTERLY 5X8 FOR (1) IAEC50 500KW COOLING UN | WUPGQPMV5-AE-50 | 3670
APC BY SCHNEIDER ELECTRIC | (1) ADDITIONAL CONTRACT PM VISIT 5X8 FOR (1) EASY UPS 3S UL 30KVA UPS | WPMV-EZU-30 | 3450
APC BY SCHNEIDER ELECTRIC | (1) SITE INSPECTION VISIT FOR (1) GALAXY VS 60KW UPS | WSITEINSP-VS2-A60 | 2675
APC BY SCHNEIDER ELECTRIC | (1) SITE INSPECTION VISIT FOR (1) GALAXY VX 1250 SCALABLE TO 1500KVA UPS | WSITEINSPEC-VX-122 | 5405
APC BY SCHNEIDER ELECTRIC | (1) YEAR ADVANTAGE ULTRA SERVICE PLAN FOR 6 RACK TYPE E LI-ION BATTERY SOLUTION | WULTRABAT-LB-E6 | 36575
APC BY SCHNEIDER ELECTRIC | SEMI-ANNUAL PREVENTATIVE MAINTENANCE 7X24 FOR IN (1) IN ROW ACRH 301 SERIES | WSPMV7X24-AX-36 | 7730
APC BY SCHNEIDER ELECTRIC | GALAXY VS UPS 100KW 400V FOR EXTERNAL BATTERIES, START-UP 5X8 | GVSUPS100KHS | 58485
APC BY SCHNEIDER ELECTRIC | GALAXY VM 160 KVA UPS SINGLE 400-400 V WITH BACKFEED PROTECTION, START UP 5X8 | GVMSB160KHS | 46590
APC BY SCHNEIDER ELECTRIC | ACRC301H LEVEL 2 SPARE PARTS KIT | WACRC301H-SPL2 | 14260
APC BY SCHNEIDER ELECTRIC | INROW DX 300MM CONDENSING UNIT, 460-480V, DUAL POWER, UL | ACCU301D | 38960
APC BY SCHNEIDER ELECTRIC | GALAXY VS UPS 10KW 400V, 1 INTERNAL 7AH SMART MODULAR BATTERY STRING, EXPANDABLE | GVSUPS10KB2HS | 29205
APC BY SCHNEIDER ELECTRIC | GALAXY VS UPS 150KW 400V FOR EXTERNAL BATTERIES, HALOGEN-FREE CABLES, MARINE CER | GVSUPS150KMHS | 83420
APC BY SCHNEIDER ELECTRIC | GALAXY VS UPS 20KW WITH TRANSFORMER, 480V INPUT 400V OUTPUT, WITH 2 MODULAR BATT | GVSUPS20K100B3H | 100970
APC BY SCHNEIDER ELECTRIC | GALAXY VS 9AH SMART LONG-LIFE HIGH CAPACITY BATTERY MODULE | GVSBTHULL | 3480
APC BY SCHNEIDER ELECTRIC | GALAXY VS UPS 30KW 480V WITH N+1 POWER MODULE FOR EXTERNAL BATTERIES, START-UP 5 | GVSUPS30KRGS | 51200
APC BY SCHNEIDER ELECTRIC | GALAXY VS UPS 150KW 400V FOR EXTERNAL BATTERIES, START-UP 5X8 | GVSUPS150KHS | 82450
APC BY SCHNEIDER ELECTRIC | GALAXY VS UPS 60KW 400V WITH N+1 POWER MODULE FOR EXTERNAL BATTERIES, START-UP 5 | GVSUPS60KRHS | 65580
APC BY SCHNEIDER ELECTRIC | INROW DX 300MM INDOOR UNIT, 48VDC, STANDARD, CE/UL | ACRD101D | 24490
APC BY SCHNEIDER ELECTRIC | INROW TWIN COIL 300MM 27KW INDOOR UNIT, 200-240V, HUMIDIFIER & REHEAT, CE/UL | ACRH301P | 31605
APC BY SCHNEIDER ELECTRIC | PARALLEL MAINTENANCE BYPASS PANEL FOR 2 UPSS, 40-50KW 400V WALLMOUNT, FOR GALAXY | GVSBPAR40K50H | 7385
APC BY SCHNEIDER ELECTRIC | ACRC301H LEVEL 3 SPARE PARTS KIT | WACRC301H-SPL3 | 16445
APC BY SCHNEIDER ELECTRIC | GALAXY VS UPS TAA COMPLIANT 20KW 480V FOR EXTERNAL BATTERIES, START-UP 5X8 | GVSUPS20KGSUS | 35785
APC BY SCHNEIDER ELECTRIC | GALAXY VS UPS TAA COMPLIANT 50KW 208V FOR EXTERNAL BATTERIES, START-UP 5X8 | GVSUPS50KFSUS | 51690
APC BY SCHNEIDER ELECTRIC | ACOA500 SPARE PARTS KIT - LEVEL 1 | WACOA500-SPL1 | 9450
APC BY SCHNEIDER ELECTRIC | GALAXY VS UPS TAA COMPLIANT 25KW 208V FOR EXTERNAL BATTERIES, START-UP 5X8 | GVSUPS25KFSUS | 31180
APC BY SCHNEIDER ELECTRIC | GALAXY VM SYSTEM BYPASS CABINET 640KVA 380/400/415V EL | GVMSBC640KHEL | 25245
APC BY SCHNEIDER ELECTRIC | GALAXY VS UPS 60KW 480V FOR UP TO 5 INTERNAL 9AH SMART MODULAR BATTERY STRINGS, | GVSUPS60K0B5GS | 46610
APC BY SCHNEIDER ELECTRIC | START-UP SERVICE 5X8 FOR (1) GALAXY VL 300KW UPS | WSTRTUP-VL-300 | 10185
APC BY SCHNEIDER ELECTRIC | NMC3 FOR EASY UPS, 3-PHASE - 5 YEAR SECURE NMC SUBSCRIPTION | FWENMC3P-ST5Y-DIGI | 284
APC BY SCHNEIDER ELECTRIC | GALAXY VS BATTERY BREAKER KIT 20-80KW 400V | GVSBBK20K80H | 1980
APC BY SCHNEIDER ELECTRIC | START-UP SERVICE 5X8 FOR 1 FWCV36L2 OR FWCV40L2 | WSTRTUP-UF-28A | 6365
APC BY SCHNEIDER ELECTRIC | GALAXY VS UPS TAA COMPLIANT 40KW 208V FOR EXTERNAL BATTERIES, START-UP 5X8 | GVSUPS40KFSUS | 45480
APC BY SCHNEIDER ELECTRIC | START-UP SERVICE 5X8 FOR 1 IDAV IUAV 1511 TO 1911 | WSTRTUP-UF-33B | 3280
APC BY SCHNEIDER ELECTRIC | APC SMART-UPS VT MAINTENANCE BYPASS PANEL 10-20KVA 400V WALLMOUNT | SBPSU10K20HC1M1-WP | 722
APC BY SCHNEIDER ELECTRIC | START-UP SERVICE 5X8 FOR 1 LDAV2422A | WSTRTUP-UF-33C | 3280
APC BY SCHNEIDER ELECTRIC | GALAXY VS UPS 20KW 400V FOR EXTERNAL BATTERIES, START-UP 5X8 | GVSUPS20KHS | 32830
APC BY SCHNEIDER ELECTRIC | NMC3 FOR EASY UPS, 3-PHASE - 1 YEAR SECURE NMC SUBSCRIPTION | FWENMC3P-ST1Y-DIGI | 63
APC BY SCHNEIDER ELECTRIC | CONDENSATE DRAIN TUBING - PVC FLEX 0.25 (1/4) ID, 0.385 (3/8) OD X 50FT L (2 COO | ACAC10502 | 92
APC BY SCHNEIDER ELECTRIC | PARALLEL MAINTENANCE BYPASS PANEL FOR 2 UPSS, 60-120KW 400V WALLMOUNT FOR GALAXY | GVSBPAR60K120H | 11800
APC BY SCHNEIDER ELECTRIC | START-UP SERVICE 5X8 FOR 1 IDAV IUAV 1111 1311 | WSTRTUP-UF-35B | 3180
APC BY SCHNEIDER ELECTRIC | PARALLEL COMMUNICATIONS KIT FOR GALAXY VS, EASY UPS 3-PHASE MODULAR, AND GALAXY | GVSOPT006 | 847
APC BY SCHNEIDER ELECTRIC | APC SMART-UPS 2200VA LCD 120V WITH SMARTCONNECT TAA-COMPLIANT | SMT2200CUS | 2690
APC BY SCHNEIDER ELECTRIC | START-UP SRVC 5X8 FOR 1 AIR COOLED CHILLER MODEL XRAC 5622A - 6422A | WSTRTUP-UF-55C | 7760
APC BY SCHNEIDER ELECTRIC | GALAXY VS UPS 10KW 400V, 1 INTERNAL 9AH SMART MODULAR BATTERY STRING, EXPANDABLE | GVSUPS10KB4HS | 32150
APC BY SCHNEIDER ELECTRIC | GALAXY VS UPS 30KW 400V FOR EXTERNAL BATTERIES, HALOGEN-FREE CABLES, MARINE CERT | GVSUPS30KMHS | 37445
APC BY SCHNEIDER ELECTRIC | GALAXY VS UPS 50KW 480V WITH N+1 POWER MODULE FOR EXTERNAL BATTERIES, START-UP 5 | GVSUPS50KRGS | 59700
APC BY SCHNEIDER ELECTRIC | ECOSTRUXURE IT ADVISOR SAAS 1000 RACKS 1 YEAR | SFTWAS1000-DIGI | 50400
APC BY SCHNEIDER ELECTRIC | GALAXY VS UPS 40KW 400V WITH N+1 POWER MODULE, FOR 5 SMART MODULAR 9AH BATTERY S | GVSUPS40KR0B5HS | 54085
APC BY SCHNEIDER ELECTRIC | CW 600MM CONTROLLER UPGRADE WITH FRONT DOOR - SPARE PARTS KIT | WRC600UPG-SPL1 | 5915
APC BY SCHNEIDER ELECTRIC | GALAXY VS UPS 100KW 400V, 3 INTERNAL 9AH SMART MODULAR BATTERY STRINGS EXPANDABL | GVSUPS100KB5HS | 77525
APC BY SCHNEIDER ELECTRIC | (1) SITE INSPECTION VISIT 5X8 FOR (1) EASY UPS 3S UL 40KVA UPS | WSITEINSPEC-EZU-40 | 3415
APC BY SCHNEIDER ELECTRIC | ECOSTRUXURE IT ADVISOR SAAS 25 RACKS 3 YEARS | SFTWAS253Y-DIGI | 6160
APC BY SCHNEIDER ELECTRIC | 1 YR QRTLY PM 5X8 FOR 1 AIR COOLED CHILLER MODEL XRAC 5622A - 6422A | WQPMV5X8-UF-55C | 17900
APC BY SCHNEIDER ELECTRIC | SCHEDULING UPGRADE 7X24 FOR EXISTING ASSEMBLY OF (1) LITHIUM-ION BATTERY CABINET | WUPGASSEM7-LB-00 | 1345
APC BY SCHNEIDER ELECTRIC | 1Y QUATERLY PM 5X8 FOR 1 LUAV 2522 3822 | WQPMV5X8-UF-34B | 13360
APC BY SCHNEIDER ELECTRIC | (1) SITE INSPECTION VISIT FOR (1) GALAXY VX 750 SCALABLE TO 1000KVA UPS | WSITEINSPEC-VX-77 | 4015
APC BY SCHNEIDER ELECTRIC | SCHEDULING UPGRADE TO 7X24 FOR EXISTING CAPACITOR REPLACEMENT SERVICE FOR UP TO | WUPGCAPRPL7-UG-01 | 1260
APC BY SCHNEIDER ELECTRIC | SCHEDULING UPGRADE TO 7X24 FOR EXISTING PCAV FOR 501 KVA OR GREATER UPS | WUPGPCAVUPS7-UG-04 | 1080
APC BY SCHNEIDER ELECTRIC | (1) YEAR ADVANTAGE ULTRA SERVICE PLAN FOR 7 RACK TYPE E LI-ION BATTERY SOLUTION | WULTRABAT-LB-E7 | 42085
APC BY SCHNEIDER ELECTRIC | (1) ADDITIONAL CONTRACT PM VISIT 5X8 FOR (1) GALAXY VX 750 SCALABLE TO 1500KVA U | WPMV-VX-79 | 4865
APC BY SCHNEIDER ELECTRIC | SEMI-ANNUAL PREVENTATIVE MAINTENANCE 5X8 FOR (1) IN ROW ACRH 301 SERIES | WSPMV5X8-AX-36 | 5635
APC BY SCHNEIDER ELECTRIC | (1) SITE INSPECTION VISIT VISIT FOR (1) GALAXY PW 150 OR 180 OR PWI 160 KVA UPS | WSITEINSPEC-GP-15 | 1785
APC BY SCHNEIDER ELECTRIC | (1) SITE INSPECTION VISIT FOR (1) GALAXY VX 1250KVA N+1 REDUNDANT UPS | WSITEINSPEC-VX-121 | 5230
APC BY SCHNEIDER ELECTRIC | 1 YR SEMI-ANN PM 5X8 FOR 1 AIR-COOL FREE COOLING CHILLER MODEL XRAF 5622A - 6422 | WSPMV5X8-UF-56C | 14160
APC BY SCHNEIDER ELECTRIC | 1 YR SEMI-ANN PM 5X8 FOR 1 CHILLER W-FREECOOLING MODEL BCEF 0752A - 0903A | WSPMV5X8-UF-75B | 14195
APC BY SCHNEIDER ELECTRIC | SCHEDULING UPGRADE TO 7X24 FOR MBRS UP TO 40 KVA UPS | WUPGMBRS7X24-NX-01 | 1230
APC BY SCHNEIDER ELECTRIC | SCHEDULING UPGRADE TO 7X24 FOR EXISTING SITE INSPECTION VISIT FOR 151 TO 500 KVA | WUPGSIV7X24-UG-03 | 1340
APC BY SCHNEIDER ELECTRIC | ISX0002425624-0007 ON 2025-2420834 | ISX0002425624-0007 | 252772.25
APC BY SCHNEIDER ELECTRIC | ECOSTRUXURE IT ADVISOR SAAS 10 RACKS 3 YEARS | SFTWAS103Y-DIGI | 2565
APC BY SCHNEIDER ELECTRIC | (1) SITE INSPECTION VISIT VISIT FOR (1) PMM 30 TO 300 AMP | WSITEINSPEC-PM-30 | 1450
APC BY SCHNEIDER ELECTRIC | ECOSTRUXURE IT ADVISOR: COOLING OPTIMIZE VIRTUAL SERVER | CLVENGINE | 3670
APC BY SCHNEIDER ELECTRIC | (1) YEAR ADVANTAGE ULTRA SERVICE PLAN FOR 8 RACK TYPE O LI-ION BATTERY SOLUTION | WULTRABAT-LB-O8 | 37795
APC BY SCHNEIDER ELECTRIC | (1) SITE INSPECTION VISIT FOR (1) GALAXY VS 30 TO 50KW UPS | WSITEINSP-VS2-A50 | 2675
APC BY SCHNEIDER ELECTRIC | EASY UPS 3S DRY CONTACT CARD | E3SOPT010 | 392
APC BY SCHNEIDER ELECTRIC | (1) YEAR ADVANTAGE ULTRA SERVICE PLAN FOR 3 RACK TYPE E LI-ION BATTERY SOLUTION | WULTRABAT-LB-E3 | 20030
APC BY SCHNEIDER ELECTRIC | 1 YR QRTLY PM 5X8 FOR 1 AIR-COOL FREE COOLING CHILLER MODEL XRAF 5622A - 6422A | WQPMV5X8-UF-56C | 18300
APC BY SCHNEIDER ELECTRIC | (1) YR ON-SITE WARRANTY EXT PLAN FOR (1) GALAXY VS MODULAR BATT FRAME WITH UP TO | WOEBAT1YR-VSB-02 | 9290
APC BY SCHNEIDER ELECTRIC | (1) SITE INSPECTION VISIT FOR (1) GALAXY VS 10 TO 15KW UPS | WSITEINSP-VS2-A40 | 1820
APC BY SCHNEIDER ELECTRIC | (1) SITE INSPECTION VISIT FOR (1) GALAXY VL 500KW UPS | WSITEINSP-VL-500 | 3690
APC BY SCHNEIDER ELECTRIC | 1Y SEMI-ANNUAL PM 5X8 FOR 1 LDAV LUAV 0711 0811 | WSPMV5X8-UF-32A | 7155
APC BY SCHNEIDER ELECTRIC | (1) SITE INSPECTION VISIT FOR (1) GALAXY VS 80 TO 100KW UPS | WSITEINSP-VS2-A100 | 2890
APC BY SCHNEIDER ELECTRIC | SCHEDULING UPGRADE TO 7X24 FOR EXISTING SITE INSPECTION VISIT FOR 501 KVA OR GRE | WUPGSIV7X24-UG-04 | 1530
APC BY SCHNEIDER ELECTRIC | (1) YEAR ADVANTAGE ULTRA SERVICE PLAN FOR 6 RACK TYPE G LI-ION BATTERY SOLUTION | WULTRABAT-LB-G6 | 37960
APC BY SCHNEIDER ELECTRIC | 1Y QUATERLY PM 5X8 FOR 1 LDAV LUAV 1111 1311 | WQPMV5X8-UF-35A | 12410
APC BY SCHNEIDER ELECTRIC | 1Y SEMI-ANNUAL PM 5X8 FOR 1 FWCV36L2 OR FWCV40L2 | WSPMV5X8-UF-28A | 12630
APC BY SCHNEIDER ELECTRIC | (1) SITE INSPECTION VISIT FOR (1) GALAXY VS 30KW UPS | WSITEINSP-VS1-A30 | 2570
APC BY SCHNEIDER ELECTRIC | (1) YEAR ADVANTAGE ULTRA SERVICE PLAN FOR 2 RACK TYPE O LI-ION BATTERY SOLUTION | WULTRABAT-LB-O2 | 12065
APC BY SCHNEIDER ELECTRIC | ECOSTRUXURE IT ADVISOR SAAS 100 RACKS 1 YEAR | SFTWAS100-DIGI | 7560
APC BY SCHNEIDER ELECTRIC | GALAXY VS UPS 60KW 400V FOR UP TO 5 INTERNAL 9AH SMART MODULAR BATTERY STRINGS, | GVSUPS60K0B5HS | 46610
APC BY SCHNEIDER ELECTRIC | ADVANCED OPERATOR TRAINING FOR GUTOR PXC | WAOT-GT-00 | 7635
APC BY SCHNEIDER ELECTRIC | GALAXY VS MOUNTING SKID FOR 521MM WIDE UPS FOR MARINE OR INDUSTRIAL APPLICATIONS | GVSOPT027 | 7590
APC BY SCHNEIDER ELECTRIC | (1) YEAR ADVANTAGE ULTRA SERVICE PLAN FOR 5 RACK TYPE G LI-ION BATTERY SOLUTION | WULTRABAT-LB-G5 | 32210
APC BY SCHNEIDER ELECTRIC | GALAXY VS UPS 50KW 400V WITH N+1 POWER MODULE FOR EXTERNAL BATTERIES, START-UP 5 | GVSUPS50KRHS | 59705
APC BY SCHNEIDER ELECTRIC | 1Y QUATERLY PM 5X8 FOR 1 FWCV36L2 OR FWCV40L2 | WQPMV5X8-UF-28A | 25260
APC BY SCHNEIDER ELECTRIC | (1) ADDITIONAL CONTRACT PM VISIT 5X8 FOR (1) GALAXY VS 50KW 400 OR 480V UPS | WPMV-VS1-A50 | 2040
APC BY SCHNEIDER ELECTRIC | (1) ADDITIONAL CONTRACT PM VISIT 5X8 FOR (1) GALAXY VS 10 TO 15KW 208V UPS | WPMV-VS1-A15 | 2040
APC BY SCHNEIDER ELECTRIC | GALAXY VS UPS 120KW 400V FOR EXTERNAL BATTERIES, HALOGEN-FREE CABLES, MARINE CER | GVSUPS120KMHS | 68100
APC BY SCHNEIDER ELECTRIC | GALAXY VS UPS 40KW 480V FOR EXTERNAL BATTERIES, START-UP 5X8 | GVSUPS40KGS | 38530
APC BY SCHNEIDER ELECTRIC | CONDENSATE DRAIN TUBING - PVC FLEX 0.1875 (3/16) ID, 0.3125 (5/16) OD X 50FT L ( | ACAC10503 | 90
APC BY SCHNEIDER ELECTRIC | GALAXY VS UPS 80KW 400V FOR UP TO 5 INTERNAL 9AH SMART MODULAR BATTERY STRINGS, | GVSUPS80K0B5HS | 55410
APC BY SCHNEIDER ELECTRIC | GALAXY VS UPS 100KW 400V FOR EXTERNAL BATTERIES, HALOGEN-FREE CABLES, MARINE CER | GVSUPS100KMHS | 60185
APC BY SCHNEIDER ELECTRIC | GALAXY VS CLASSIC BATTERY CABINET, UL, TYPE 5, SEISMIC TESTED | GVSCBT5ST | 54585
APC BY SCHNEIDER ELECTRIC | GALAXY VS CLASSIC BATTERY CABINET, UL, TYPE 3, SEISMIC TESTED | GVSCBT3ST | 43935
APC BY SCHNEIDER ELECTRIC | START-UP SRVC 5X8 FOR 1 CHILLER W-FREECOOLING MODEL BCEF 1103A | WSTRTUP-UF-75C | 5505
APC BY SCHNEIDER ELECTRIC | GALAXY VS UPS 20KW 400V WITH N+1 POWER MODULE, FOR 5 SMART MODULAR 9AH BATTERY S | GVSUPS20KR0B5HS | 42585
APC BY SCHNEIDER ELECTRIC | RC 300MM HT, CW, 208-230V 50/60HZ -WHITE | ACRC301HXW | 31420
APC BY SCHNEIDER ELECTRIC | GALAXY VM 160 KVA UPS PARALLEL 400-400 V WITH BACKFEED PROTECTION, START UP 5X8 | GVMPB160KHS | 45770
APC BY SCHNEIDER ELECTRIC | START-UP SERVICE FOR (1) GALAXY RPP 250 OR 400 A | WSTRTUP-PM-50 | 2065
APC BY SCHNEIDER ELECTRIC | GALAXY VX 1250 KW I/O CABINET WITHOUT BACKFEED PROTECTION ON MAINS 2 | GVXI1250KDNBF2 | 100530
APC BY SCHNEIDER ELECTRIC | START-UP SERVICE 5X8 FOR 1 IDAV IUAV 0511 0611 | WSTRTUP-UF-31B | 2940
APC BY SCHNEIDER ELECTRIC | CONDENSING UNIT ATS, CE/UL | ACAC10060 | 1385
APC BY SCHNEIDER ELECTRIC | SCHEDULING UPGRADE TO 7X24 FOR EXISTING SYMMETRA PX OR RACK ASSEMBLY SERVICE | WUPGASSEM7-UG-00 | 449
APC BY SCHNEIDER ELECTRIC | GALAXY VS UPS 40KW 400V FOR EXTERNAL BATTERIES, START-UP 5X8 | GVSUPS40KHS | 38530
APC BY SCHNEIDER ELECTRIC | ISX0002465845-0004 ON 2025-242418 | ISX0002465845-0004 | 28459.01
APC BY SCHNEIDER ELECTRIC | ISX0002466243-0002 ON 2025-2425204 | ISX0002466243-0002 | 161898.75
APC BY SCHNEIDER ELECTRIC | ISX0002463681-0004 ON 2025-2425225 | ISX0002463681-0004 | 179613.45
APC BY SCHNEIDER ELECTRIC | 1 YEAR IT EXPERT ENABLED APC SYMMETRA LX 16KVA SCALABLE TO 16KVA N+1 RACK-MOUNT, | ECO1PH1YFWITESY00 | 1240
APC BY SCHNEIDER ELECTRIC | ISX0002449639-0044 ON 2025-2426479 | ISX0002449639-0044 | 189235.33
APC BY SCHNEIDER ELECTRIC | ISX0002466292-0007 ON 2025-2425238-1 | ISX0002466292-0007 | 62476.72
APC BY SCHNEIDER ELECTRIC | SCHEDULING UPGRADE TO 7X24 FOR MPRS | WUPGMPRS7X24-MP-00 | 1231.36
APC BY SCHNEIDER ELECTRIC | START-UP SERVICE 5X8 FOR 1 LDAV LUAV 1111 1311 | WSTRTUP-UF-35A | 3180
APC BY SCHNEIDER ELECTRIC | INROW 300MM WATER-COOLED CONDENSING UNIT, 200-240V, UL, AMBIENT ABOVE 0C | ACHU300 | 27320
APC BY SCHNEIDER ELECTRIC | START-UP SERVICE 5X8 FOR (1) GALAXY VL 500KW UPS | WSTRTUP-VL-500 | 10885
APC BY SCHNEIDER ELECTRIC | GALAXY VS UPS TAA COMPLIANT 10KW 208V FOR EXTERNAL BATTERIES, START-UP 5X8 | GVSUPS10KFSUS | 24945
APC BY SCHNEIDER ELECTRIC | GALAXY VS UPS 120KW 400V FOR EXTERNAL BATTERIES, START-UP 5X8 | GVSUPS120KHS | 67130
APC BY SCHNEIDER ELECTRIC | GALAXY VS UPS 50KW 480V FOR UP TO 4 INTERNAL 9AH SMART MODULAR BATTERY STRINGS, | GVSUPS50K0B4GS | 42735
APC BY SCHNEIDER ELECTRIC | GALAXY VS UPS TAA COMPLIANT 40KW 480V FOR EXTERNAL BATTERIES, START-UP 5X8 | GVSUPS40KGSUS | 41995
APC BY SCHNEIDER ELECTRIC | GALAXY VS UPS 80KW 400V FOR EXTERNAL BATTERIES, HALOGEN-FREE CABLES, MARINE CERT | GVSUPS80KMHS | 55645
APC BY SCHNEIDER ELECTRIC | (1) SITE INSPECTION VISIT 5X8 FOR (1) GALAXY VX 500 SCALABLE TO 750KVA UPS | WSITEINSPEC-VX-50 | 2620
APC BY SCHNEIDER ELECTRIC | GALAXY VS UPS 40KW 480V WITH N+1 POWER MODULE FOR EXTERNAL BATTERIES, START-UP 5 | GVSUPS40KRGS | 54605
APC BY SCHNEIDER ELECTRIC | (1) SITE INSPECTION VISIT VISIT FOR (1) GALAXY 5000/5500 81 TO 130 KVA UPS | WSITEINSPEC-G5-13 | 1645
APC BY SCHNEIDER ELECTRIC | 1 PREVENTATIVE MAINTENANCE 5X8 FOR (1) 3.5KW SPLIT SYSTEM UNIT | WPMV5X8-AX-07 | 3325
APC BY SCHNEIDER ELECTRIC | GALAXY VS IP52 / NEMA12 KIT FOR MODULAR BATTERY CABINET 6 STRINGS | GVSOPT034 | 1710
APC BY SCHNEIDER ELECTRIC | FLEXIBLE REFRIGERANT BRONZE HOSE 0.5 INCHES DIAMETER X 9 FT LONG | ACAC10029 | 4055
APC BY SCHNEIDER ELECTRIC | GALAXY VS UPS 60KW 400V, 3 INTERNAL 9AH SMART MODULAR BATTERY STRINGS, EXPANDABL | GVSUPS60KB5HS | 62790
APC BY SCHNEIDER ELECTRIC | GALAXY VS IP52 / NEMA12 KIT FOR 521MM (20.5IN) WIDE UPS | GVSOPT033 | 1900
APC BY SCHNEIDER ELECTRIC | GALAXY VS UPS 80KW 480V WITH N+1 POWER MODULE FOR EXTERNAL BATTERIES, START-UP 5 | GVSUPS80KRGS | 69580
APC BY SCHNEIDER ELECTRIC | GALAXY VS UPS 30KW 400V FOR EXTERNAL BATTERIES, START-UP 5X8 | GVSUPS30KHS | 35020
APC BY SCHNEIDER ELECTRIC | INROW DX 300MM CONDENSING UNIT, 200-240V, DUAL POWER, UL | ACCU300D | 38960
APC BY SCHNEIDER ELECTRIC | EASY UPS 3S PARALLEL MAINTENANCE BYPASS PANEL FOR 3 UPSS, 10-40KVA 208V | E3SBPAR10K40F | 14235
APC BY SCHNEIDER ELECTRIC | INROW ATS FOR 48VDC | ACAC10058 | 2620
APC BY SCHNEIDER ELECTRIC | 1Y SEMI-ANNUAL PM 5X8 FOR 1 LDAV LUAV 1511 1911 | WSPMV5X8-UF-33A | 7155
APC BY SCHNEIDER ELECTRIC | (1) SITE INSPECTION VISIT VISIT FOR (1) EPS 8000 1000 KVA UPS | WSITEINSPEC-E8-10 | 2470
APC BY SCHNEIDER ELECTRIC | (1) YEAR ADVANTAGE ULTRA SERVICE PLAN FOR 8 RACK TYPE E LI-ION BATTERY SOLUTION | WULTRABAT-LB-E8 | 47600
APC BY SCHNEIDER ELECTRIC | (1) SITE INSPECTION VISIT 5X8 FOR (1) EASY UPS 3S UL 10-15KVA UPS | WSITEINSPEC-EZU-15 | 3200
APC BY SCHNEIDER ELECTRIC | ADVANCED OPERATOR TRAINING FOR GALAXY VL | WAOT-VL-00 | 7635
APC BY SCHNEIDER ELECTRIC | (1) SITE INSPECTION VISIT FOR (1) GALAXY VL 200KW UPS | WSITEINSP-VL-200 | 3250
APC BY SCHNEIDER ELECTRIC | 1Y SEMI-ANNUAL PM 5X8 FOR 1 IDAV IUAV 1111 1311 | WSPMV5X8-UF-35B | 7155
APC BY SCHNEIDER ELECTRIC | GALAXY VS UPS 20KW 400V, 1 INTERNAL 7AH SMART MODULAR BATTERY STRING, EXPANDABLE | GVSUPS20KB2HS | 32365
APC BY SCHNEIDER ELECTRIC | GALAXY VS UPS 40KW 400V FOR EXTERNAL BATTERIES, HALOGEN-FREE CABLES, MARINE CERT | GVSUPS40KMHS | 40950
APC BY SCHNEIDER ELECTRIC | HEATERS FOR EBOX AND VFD BOX IN LOW AMBIENT | ACAC10053 | 1660
APC BY SCHNEIDER ELECTRIC | 1 YR SEMI-ANN PM 5X8 FOR 1 AIR COOLED CHILLER MODEL XRAC 5622A - 6422A | WSPMV5X8-UF-55C | 12820
APC BY SCHNEIDER ELECTRIC | GALAXY VS UPS TAA COMPLIANT 20KW 208V FOR EXTERNAL BATTERIES, START-UP 5X8 | GVSUPS20KFSUS | 29620
APC BY SCHNEIDER ELECTRIC | MAINTENANCE BYPASS PANEL, SINGLE UNIT, 20-60KW 400V WALLMOUNT, FOR GALAXY VS AND | GVSBPSU20K60H | 2505
APC BY SCHNEIDER ELECTRIC | UPGRADE FROM SEMI-ANNUAL 5X8 PM TO 7X24 FOR (1) IAEC25 250KW COOLING UNIT | WUPGSPMV7-AE-25 | 1700
APC BY SCHNEIDER ELECTRIC | GALAXY VM 200 KVA UPS SINGLE 400-400 V WITH BACKFEED PROTECTION, START UP 5X8 | GVMSB200KHS | 66110
APC BY SCHNEIDER ELECTRIC | (1) SITE INSPECTION VISIT FOR (1) GALAXY VX 750KVA UPS | WSITEINSPEC-VX-75 | 3925
APC BY SCHNEIDER ELECTRIC | GALAXY VS UPS 20KW 400V FOR EXTERNAL BATTERIES, HALOGEN-FREE CABLES, MARINE CERT | GVSUPS20KMHS | 35255
APC BY SCHNEIDER ELECTRIC | ACRC301S LEVEL 1 SPARE PARTS KIT | WACRC301S-SPL1 | 7545
APC BY SCHNEIDER ELECTRIC | GALAXY VS UPS 50KW 480V WITH N+1 POWER MODULE, FOR 5 SMART MODULAR 9AH BATTERY S | GVSUPS50KR0B5GS | 60380
APC BY SCHNEIDER ELECTRIC | GALAXY VS UPS 20KW 400V FOR UP TO 4 INTERNAL 9AH SMART MODULAR BATTERY STRINGS, | GVSUPS20K0B4HS | 30670
APC BY SCHNEIDER ELECTRIC | (1) SITE INSPECTION VISIT FOR (1) GALAXY VX 750KVA N+1 REDUNDANT UPS | WSITEINSPEC-VX-76 | 4015
APC BY SCHNEIDER ELECTRIC | (1) YEAR ADVANTAGE ULTRA SERVICE PLAN FOR 14 RACK TYPE O LI-ION BATTERY SOLUTION | WULTRABAT-LB-O14 | 66350
APC BY SCHNEIDER ELECTRIC | 1Y SEMI-ANNUAL PM 5X8 FOR 1 LDAV 2522 3822 | WSPMV5X8-UF-34A | 7785
APC BY SCHNEIDER ELECTRIC | (1) SITE INSPECTION VISIT FOR (1) GALAXY VX 1000KVA UPS | WSITEINSPEC-VX-100 | 4530
APC BY SCHNEIDER ELECTRIC | QUARTERLY PREVENTATIVE MAINTENANCE 7X24 FOR (1) INFRASTRUXURE INROW RC CHILLED W | WQPMV7X24-AX-26 | 17270
APC BY SCHNEIDER ELECTRIC | START-UP SERVICE 5X8 FOR (1) GALAXY VS 80 TO 100KW UPS | WSTRTUP-VS2-A100 | 2360
APC BY SCHNEIDER ELECTRIC | START-UP SERVICE 5X8 FOR 1 LDAV LUAV 0511 0611 | WSTRTUP-UF-31A | 2940
APC BY SCHNEIDER ELECTRIC | START-UP SERVICE FOR (1) ANRD PMM 600-1200 KVA | WSTRTUP-PM-80 | 2790
APC BY SCHNEIDER ELECTRIC | START-UP SERVICE 5X8 FOR (1) GALAXY VS 10 TO 15KW UPS | WSTRTUP-VS2-A40 | 3040
APC BY SCHNEIDER ELECTRIC | START-UP SERVICE 5X8 FOR (1) GALAXY VX 750 SCALABLE TO 1500KVA UPS | WSTRTUP-VX-79 | 11335
APC BY SCHNEIDER ELECTRIC | NMC3 FOR EASY UPS, 3-PHASE - 3 YEAR SECURE NMC SUBSCRIPTION | FWENMC3P-ST3Y-DIGI | 180
APC BY SCHNEIDER ELECTRIC | START-UP SERVICE 5X8 FOR 1 LDAV LUAV 1511 TO 1911 | WSTRTUP-UF-33A | 3280
APC BY SCHNEIDER ELECTRIC | START-UP SRVC 5X8 FOR 1 AIR-COOL FREE COOLING CHILLER MODEL XRAF 5622A - 6422A | WSTRTUP-UF-56C | 7890
APC BY SCHNEIDER ELECTRIC | MODULAR BATTERY REPLACEMENT SERVICE - (8) GVSBTH4 9AH FOR (1) GALAXY VS UPS OR G | WMBRS8-MB9-GVS | 39385
APC BY SCHNEIDER ELECTRIC | ISX0002466217-0004 ON 25252428069 | ISX0002466217-0004 | 142247.02
APC BY SCHNEIDER ELECTRIC | START-UP SERVICE 5X8 FOR 1 LDAV 2522 3822 | WSTRTUP-UF-34A | 3430
APC BY SCHNEIDER ELECTRIC | START-UP SERVICE 5X8 FOR 1 IDAV IUAV 0811 0911 | WSTRTUP-UF-32B | 3035
APC BY SCHNEIDER ELECTRIC | START-UP SERVICE 5X8 FOR (1) GALAXY VS 20 TO 25KW UPS | WSTRTUP-VS1-A25 | 2360
APC BY SCHNEIDER ELECTRIC | START-UP SERVICE 5X8 FOR (1) GALAXY VX 500 SCALABLE TO 1500KVA UPS | WSTRTUP-VX-55 | 10075
APC BY SCHNEIDER ELECTRIC | START-UP SERVICE 5X8 FOR 1 LDAV LUAV 0711 0811 | WSTRTUP-UF-32A | 3035
APC BY SCHNEIDER ELECTRIC | START-UP SERVICE 5X8 FOR (1) GALAXY VS 50KW UPS | WSTRTUP-VS1-A50 | 2360
APC BY SCHNEIDER ELECTRIC | ISX0002454946-0005 ON 2025-2430558-1 | ISX0002454946-0005 | 85439.59
APC BY SCHNEIDER ELECTRIC | ISX0002454954-0005 ON 2025-2430557-1 | ISX0002454954-0005 | 68598.4
APC BY SCHNEIDER ELECTRIC | START-UP SERVICE FOR (1) ANRD PMM 75 - 300 KVA | WSTRTUP-PM-60 | 2375
APC BY SCHNEIDER ELECTRIC | START-UP SERVICE 5X8 FOR (1) GALAXY VX 750 SCALABLE TO 1250KVA UPS | WSTRTUP-VX-78 | 11335
APC BY SCHNEIDER ELECTRIC | START-UP SERVICE 5X8 FOR (1) GALAXY VS 60KW UPS | WSTRTUP-VS2-A60 | 2360
APC BY SCHNEIDER ELECTRIC | START-UP SERVICE 5X8 FOR 1 LUAV 2522 3822 | WSTRTUP-UF-34B | 3430
APC BY SCHNEIDER ELECTRIC | START-UP SERVICE FOR (1) PMM 400 OR 500 | WSTRTUP-PM-40 | 2405
APC BY SCHNEIDER ELECTRIC | START-UP SERVICE 5X8 FOR (1) GALAXY VL 400KW UPS | WSTRTUP-VL-400 | 10540
APC BY SCHNEIDER ELECTRIC | START-UP SERVICE 5X8 FOR 1 LUAV2422A | WSTRTUP-UF-33D | 3280
APC BY SCHNEIDER ELECTRIC | START-UP SERVICE 5X8 FOR (1) GALAXY VS 60 TO 80KVA UPS | WSTRTUP-VS3-A75 | 3705
APC BY SCHNEIDER ELECTRIC | START-UP SERVICE 5X8 FOR (1) GALAXY VL 200KW UPS | WSTRTUP-VL-200 | 9830
APC BY SCHNEIDER ELECTRIC | START-UP SERVICE 5X8 FOR 1 FWCV36L1 OR FWCV40L1 | WSTRTUP-UF-28 | 3980
APC BY SCHNEIDER ELECTRIC | APC SYMMETRA MW 1000KW 480V SPARE PART KIT LEVEL 2 | SY1000K1000G-SPL2 | 58835
APC BY SCHNEIDER ELECTRIC | LI-ION BATTERY 9540A - SMPS (1-PHASE) | LIBSMG95SMPS1PH | 3115
APC BY SCHNEIDER ELECTRIC | APC SYMMETRA MW 1600KW 480V SPARE PART KIT LEVEL 2 | SY1600K1600G-SPL2 | 70195
APC BY SCHNEIDER ELECTRIC | MGE GALAXY PW 225 EMERGENCY SET - SPARE PART KIT LEVEL 1 | WGWT225K-SPL1 | 10145
APC BY SCHNEIDER ELECTRIC | SPARES KIT EPS8000 625KVA IP//- LEVEL3 | WE8T625KIP-L3 | 170405
APC BY SCHNEIDER ELECTRIC | APC SYMMETRA MW 400KW 480V SPARE PART KIT LEVEL 3 | SY400K400G-SPL3 | 105930
APC BY SCHNEIDER ELECTRIC | APC SYMMETRA MW 1400KW 400V SPARE PART KIT LEVEL 2 | SY1400K1400H-SPL2 | 37975
APC BY SCHNEIDER ELECTRIC | SPARE KIT EPS8000 1100KVA IP//- LEVEL3 | WE8T1100KIP-L3 | 164935
APC BY SCHNEIDER ELECTRIC | APC SYMMETRA PX 250KW - SPARE PART KIT LEVEL 2 | WSYFSU250KW-SPL2 | 58725
APC BY SCHNEIDER ELECTRIC | LIGHTING CONTROL BOX | NSAC2122 | 1120
APC BY SCHNEIDER ELECTRIC | ROOF BRACKETS FOR POD CONTAINMENT BLACK | NSAC2610 | 242
APC BY SCHNEIDER ELECTRIC | SPARES KIT EPS8000 800KVA IP//- LEVEL2 | WE8T800KIP-L2 | 121405
APC BY SCHNEIDER ELECTRIC | FRAME PANEL MOUNTING RAIL BLACK | NSAC2002 | 488
APC BY SCHNEIDER ELECTRIC | APC SYMMETRA MW 800KW 480V SPARE PART KIT LEVEL 3 | SY800K800G-SPL3 | 149195
APC BY SCHNEIDER ELECTRIC | APC SYMMETRA MW 1600KW 480V SPARE PART KIT LEVEL 4 | SY1600K1600G-SPL4 | 196705
APC BY SCHNEIDER ELECTRIC | APC SYMMETRA MW 1200KW 400V SPARE PART KIT LEVEL 4 | SY1200K1200H-SPL4 | 151165
APC BY SCHNEIDER ELECTRIC | APC SYMMETRA MW 800KW 400V SPARE PART KIT LEVEL 4 | SY800K800H-SPL4 | 142870
APC BY SCHNEIDER ELECTRIC | APC SYMMETRA MW 400KW 400V SPARE PART KIT LEVEL 3 | SY400K400H-SPL3 | 75145
APC BY SCHNEIDER ELECTRIC | HYPERPOD FRAME - RAISED FLOOR SUPPORT STAND 24 | FS-FM-6002-B | 1235
APC BY SCHNEIDER ELECTRIC | APC SYMMETRA MW 1200KW 400V SPARE PART KIT LEVEL 2 | SY1200K1200H-SPL2 | 35010
APC BY SCHNEIDER ELECTRIC | APC SYMMETRA PX 160KH 400V - SPARE PART KIT | WSYFSU160KH | 61110
APC BY SCHNEIDER ELECTRIC | MGE GALAXY 6000 PARALLEL UPS 160/200KVA SUPPORT SET - SPARE PART KIT LEVEL 2 | WG6T160K-OPT2-SPL2 | 53505
APC BY SCHNEIDER ELECTRIC | HYPERPOD ROOF - 4FT AISLE DROP ROOF PANEL 300MM | FS-RF-3007-U | 196
APC BY SCHNEIDER ELECTRIC | BOTTOM INSTALLATION PIPE KIT(SHORT Z TYPE) | ACAC10044 | 96
APC BY SCHNEIDER ELECTRIC | INROW RC, 600MM, CW 200-240V, W/HUMIDIFIER, RAL 9003 SCHNEIDER WHITE | ACRC600PXW | 52155
APC BY SCHNEIDER ELECTRIC | APC SYMMETRA MW 800KW 480V SPARE PART KIT LEVEL 1 | SY800K800G-SPL1 | 17255
APC BY SCHNEIDER ELECTRIC | MGE STS 400A-600A 208V W TVSS COMPLETE SET - SPARE PART KIT LEVEL 3 | WSTS400A-OPT1-SPL3 | 59950
APC BY SCHNEIDER ELECTRIC | APC SYMMETRA PX 500KW - SPARE PART KIT LEVEL 2 | WSYFSU500KW-SPL2 | 77545
APC BY SCHNEIDER ELECTRIC | RACK ATS, 230V, 16A, (2) IEC 309 IN, (1) IEC 309 OUT | AP4422A | 2485
APC BY SCHNEIDER ELECTRIC | SPARES KIT EPS8000 1125KVA IP//- LEVEL2 | WE8T1125KIP-L2 | 118030
APC BY SCHNEIDER ELECTRIC | HYPERPOD FRAME - AISLE WIDTH BEAM (X1) 4FT | FS-FM-2003-B | 142
APC BY SCHNEIDER ELECTRIC | LI-ION BATTERY 9540A - BATTERY MODULE TYPE A | LIBSMG95MODA | 3250
APC BY SCHNEIDER ELECTRIC | MGE STS UPSILON 160/250A 4 POLE COMPLETE SET - SPARE PART KIT LEVEL 3 | WSTS250A4P-SPL3 | 72605
APC BY SCHNEIDER ELECTRIC | APC SYMMETRA MW 800KW 480V SPARE PART KIT LEVEL 2 | SY800K800G-SPL2 | 91290
APC BY SCHNEIDER ELECTRIC | MGE GALAXY 6000 380-415V SBS 2000KVA SUPPORT SET - SPARE PART KIT LEVEL 2 | WG6T2000K-SPL2 | 20215
APC BY SCHNEIDER ELECTRIC | NETBOTZ 125 KHZ SINGLE HANDLE KIT | NBHN125S | 675
APC BY SCHNEIDER ELECTRIC | BOTTOM INSTALLATION PIPE KIT(LONG Z TYPE, FOR UNDERFLOOR INSTALLATION) | ACAC10043 | 135
APC BY SCHNEIDER ELECTRIC | MGE STS UPSILON 400-630A 3/4 POLES EMERGENCY SET - SPARE PART KIT LEVEL 1 | WSTS400-630A-SPL1 | 24185
APC BY SCHNEIDER ELECTRIC | MGE STS UPSILON 160/250A 3 POLE COMPLETE SET - SPARE PART KIT LEVEL 3 | WSTS250A3P-SPL3 | 69930
APC BY SCHNEIDER ELECTRIC | GALAXY VM 27/225KVA EMERGENCY SET - SPARE PARTS LEVEL 1 | WVM225K-L1 | 2530
APC BY SCHNEIDER ELECTRIC | SCHEDULING UPGRADE TO 7X24 FOR MBRS | WUPGMBRS7X24-MB67 | 900
APC BY SCHNEIDER ELECTRIC | ASSY DISPLAY FOR GVS 100 | 0J-0N-87703 | 1823.4
APC BY SCHNEIDER ELECTRIC | ISX0002370178-0012-EC ON 2025-2429732 | ISX0002370178-0012-EC | 125370.97
APC BY SCHNEIDER ELECTRIC | COMPREHENSIVE SET SPARE PARTS LEVEL 2 | WE3SUPS20KHB-SPL2 | 11755
APC BY SCHNEIDER ELECTRIC | MGE STS UPSILON 160/250A 4 POLE SUPPORT SET - SPARE PART KIT LEVEL 2 | WSTS250A4P-SPL2 | 41320
APC BY SCHNEIDER ELECTRIC | APC SYMMETRA MW 1200KW 480V SPARE PART KIT LEVEL 1 | SY1200K1200G-SPL1 | 16825
APC BY SCHNEIDER ELECTRIC | LI-ION BATTERY 9540A - SWITCHGEAR UL | LIBSMG95SGUL | 6735
APC BY SCHNEIDER ELECTRIC | MGE STS 400A-600A 480V W TVSS COMPLETE SET - SPARE PART KIT LEVEL 3 | WSTS400A-OPT2-SPL3 | 55710
APC BY SCHNEIDER ELECTRIC | VISION GBMS WITH LCD | LIBVISGBMS | 2725
APC BY SCHNEIDER ELECTRIC | IT ADVISOR BASE ONSITE SOFTWARE INSTALLATION SERVICE | WNSC09 | 9945
APC BY SCHNEIDER ELECTRIC | MGE GALAXY 5000 40-80 EMERGENCY SET - SPARE PART KIT LEVEL 1 | WG5T40K80-SPL1 | 2560
APC BY SCHNEIDER ELECTRIC | MGE STS UPSILON 400-630A 3/4 POLES SUPPORT SET - SPARE PART KIT LEVEL 2 | WSTS400-630A-SPL2 | 56605
APC BY SCHNEIDER ELECTRIC | HYPERPOD FRAME - 6FT AISLE END PANEL (X2), SHORT FRAME | FS-FM-4003-B | 808
APC BY SCHNEIDER ELECTRIC | 3.5KW SPLIT SYSTEM OUTDOOR UNIT, PRE-CHARGED REFRIGERANT | ACRMD4KI-2 | 1835
APC BY SCHNEIDER ELECTRIC | VISION 2000MM LIB RACK WITH 8 X 100AH BATTERY MODULES AND 630A CBMS IEC | LIBVIS8X100630IEC | 65170
APC BY SCHNEIDER ELECTRIC | PANEL CONNECTOR 4FT X3 BLACK | NSAC2152 | 626
APC BY SCHNEIDER ELECTRIC | APC SYMMETRA MW 1400KW 480V SPARE PART KIT LEVEL 2 | SY1400K1400G-SPL2 | 74405
APC BY SCHNEIDER ELECTRIC | SPLIT UNIT CEILING MOUNT EVAPORATOR DIRECT AIR ECONOMIZER KIT | ECONKIT100 | 1095
APC BY SCHNEIDER ELECTRIC | CEILING SEAL COEXTRUSION BLACK | NSAC2006 | 332
APC BY SCHNEIDER ELECTRIC | HYPERPOD DOOR - DOOR FRAME, 5-6FT AISLE | FS-DR-2002-B | 2405
APC BY SCHNEIDER ELECTRIC | HYPERPOD ROOF - ROOF FILLER PANEL SET, 6FT AISLE | FS-RF-1002-B | 314
APC BY SCHNEIDER ELECTRIC | MGE GALAXY 5000 100-130 EMERGENCY SET - SPARE PART KIT LEVEL 1 | WG5T100K130-SPL1 | 2550
APC BY SCHNEIDER ELECTRIC | MGE EPS 8000 1100KVA MM SUPPORT SET - SPARE PART KIT LEVEL 2 | WE8T1100KMM-SPL2 | 111060
APC BY SCHNEIDER ELECTRIC | ISX0002470121-0002 ON 2025-2431918 | ISX0002470121-0002 | 115722.31
APC BY SCHNEIDER ELECTRIC | MGE GALAXY 6000 UNITARY UPS 450KVA SUPPORT SET - SPARE PART KIT LEVEL 2 | WG6T450K-SPL2 | 52960
APC BY SCHNEIDER ELECTRIC | SINGLE SLIDING DOOR BLACK | NSAC2402 | 9760
APC BY SCHNEIDER ELECTRIC | MGE GALAXY PW 225 SUPPORT SET - SPARE PART KIT LEVEL 2 | WGWT225K-SPL2 | 69430
APC BY SCHNEIDER ELECTRIC | GALAXY 5000 80KVA COMPLETE SET - SPARE PART KIT LEVEL 3 | WG5T80K-SPL3 | 15795
APC BY SCHNEIDER ELECTRIC | APC SYMMETRA MW 1600KW 400V SPARE PART KIT LEVEL 1 | SY1600K1600H-SPL1 | 16770
APC BY SCHNEIDER ELECTRIC | CEILING MOUNTING RAIL 1500 MM X4 BLACK | NSAC2052 | 345
APC BY SCHNEIDER ELECTRIC | APC SYMMETRA PX 250KW - SPARE PART KIT LEVEL 1 | WSYFSU250KW-SPL1 | 30450
APC BY SCHNEIDER ELECTRIC | LI-ION BATTERY 9540A - ACCESSORIES HARDWARE | LIBSMG95ACCH | 1070
APC BY SCHNEIDER ELECTRIC | HYPERPOD FRAME - 4FT AISLE END PANEL (X2) TALL FRAME | FS-FM-4006-B | 350
APC BY SCHNEIDER ELECTRIC | APC SYMMETRA MW 400KW 400V SPARE PART KIT LEVEL 4 | SY400K400H-SPL4 | 162100
APC BY SCHNEIDER ELECTRIC | APC SYMMETRA PX 100KW 208V - SPARE PART KIT | WSYFSU100KF | 43240
APC BY SCHNEIDER ELECTRIC | HYPERPOD ROOF - 6FT AISLE SIMPLE ROOF PANEL, 300MM | FS-RF-2004-U | 532
APC BY SCHNEIDER ELECTRIC | HYPERPOD DOOR - SINGLE HINGED DOOR | FS-DR-1002-U | 1675
APC BY SCHNEIDER ELECTRIC | LI-ION BATTERY 9540A - BATTERY MODULE TYPE B | LIBSMG95MODB | 3250
APC BY SCHNEIDER ELECTRIC | APC SYMMETRA MW 1200KW 400V SPARE PART KIT LEVEL 1 | SY1200K1200H-SPL1 | 16490
APC BY SCHNEIDER ELECTRIC | GALAXY VX 500/625/750KW SPARE PART KIT LEVEL 3 | WVX750KG-SPL3 | 78995
APC BY SCHNEIDER ELECTRIC | APC SYMMETRA MW 600KW 480V SPARE PART KIT LEVEL 4 | SY600K600G-SPL4 | 255910
APC BY SCHNEIDER ELECTRIC | GVX1000 SPARE PARTS KIT LEVEL 1 | WVX1000K-SPL1 | 12735
APC BY SCHNEIDER ELECTRIC | MGE STS UPSILON 30/40/100A 4 POLE COMPLETE SET - SPARE PART KIT LEVEL 3 | WSTS30-100A4P-SPL3 | 68260
APC BY SCHNEIDER ELECTRIC | INROW RC, 600MM, CW, 200-240V, 50/60HZ, RAL 9003 SCHNEIDER WHITE | ACRC600XW | 46610
APC BY SCHNEIDER ELECTRIC | APC SYMMETRA MW 1200KW 480V SPARE PART KIT LEVEL 3 | SY1200K1200G-SPL3 | 128550
APC BY SCHNEIDER ELECTRIC | APC SYMMETRA MW 600KW 400V SPARE PART KIT LEVEL 4 | SY600K600H-SPL4 | 161995
APC BY SCHNEIDER ELECTRIC | USER DISPLAY KIT | ACAC10041 | 838
APC BY SCHNEIDER ELECTRIC | SERVICE FOR COOLING OPTIMIZE INSTALLATION AND PRECONFIGURATION | CLSERVICE | 4535
APC BY SCHNEIDER ELECTRIC | MGE GALAXY PW 200KVA EMERGENCY SET - SPARE PART KIT LEVEL 1 | WGPW200K-SPL1 | 1980
APC BY SCHNEIDER ELECTRIC | MGE SSC OVLXF E8800 99-17805-29 SPARE KIT | WE8800-SPL1 | 60700
APC BY SCHNEIDER ELECTRIC | MGE STS UPSILON 30/60/100A 3 POLE COMPLETE SET - SPARE PART KIT LEVEL 3 | WSTS30-100A3P-SPL3 | 65595
APC BY SCHNEIDER ELECTRIC | MGE STS UPSILON 160/250A 3 POLE SUPPORT SET - SPARE PART KIT LEVEL 2 | WSTS250A3P-SPL2 | 45910
APC BY SCHNEIDER ELECTRIC | MGE STS 400A-600A 600V W TVSS COMPLETE SET - SPARE PART KIT LEVEL 3 | WSTS400A-OPT3-SPL3 | 54360
APC BY SCHNEIDER ELECTRIC | HYPERPOD ROOF - ROOF FILLER PANEL SET 4FT AISLE | FS-RF-1003-B | 187
APC BY SCHNEIDER ELECTRIC | MGE STS UPSILON 30-250A 3/4 POLES EMERGENCY SET - SPARE PART KIT LEVEL 1 | WSTS30-250A-SPL1 | 23980
APC BY SCHNEIDER ELECTRIC | GALAXY LITHIUM-ION BATTERY 10 MODULE CABINET FUSE KIT | LIBSEFUSEKIT | 215
APC BY SCHNEIDER ELECTRIC | MGE STS UPSILON 30/40/100A 4 POLE SUPPORT SET - SPARE PART KIT LEVEL 2 | WSTS30-100A4P-SPL2 | 44975
APC BY SCHNEIDER ELECTRIC | APC SYMMETRA MW 4000KW 400V STATIC SWITCH SPARE PART KIT LEVEL 2 | SYSW4000KH-SPL2 | 91360
APC BY SCHNEIDER ELECTRIC | MOUNTING RAIL CONNECTOR X40 BLACK | NSAC2607 | 115
APC BY SCHNEIDER ELECTRIC | MGE STS UPSILON 400-630A 3/4 POLES COMPLETE SET - SPARE PART KIT LEVEL 3 | WSTS400-630A-SPL3 | 115140
APC BY SCHNEIDER ELECTRIC | APC SYMMETRA MW 600KW 400V SPARE PART KIT LEVEL 1 | SY600K600H-SPL1 | 14530
APC BY SCHNEIDER ELECTRIC | MGE STS UPSILON 30/60/100A 3 POLE SUPPORT SET - SPARE PART KIT LEVEL 2 | WSTS30-100A3P-SPL2 | 43625
APC BY SCHNEIDER ELECTRIC | APC SYMMETRA MW 600KW 480V SPARE PART KIT LEVEL 3 | SY600K600G-SPL3 | 107615
APC BY SCHNEIDER ELECTRIC | RACK ATS, 100V, 15A, 5-15 IN, (10) 5-15R OUT | AP4450AJ | 2115
APC BY SCHNEIDER ELECTRIC | L CONNECTOR X8 BLACK | NSAC2601 | 117
APC BY SCHNEIDER ELECTRIC | SPARES KIT EPS8000 800KVA IP//-LEVEL3 | WE8T800KIP-L3 | 167685
APC BY SCHNEIDER ELECTRIC | STRAIGHT CONNECTOR X8 BLACK | NSAC2608 | 98
APC BY SCHNEIDER ELECTRIC | GALAXY VM 40KVA POWER BLOCK SET - SPARE PARTS LEVEL 3 | WVM40KPB-L3 | 71740
APC BY SCHNEIDER ELECTRIC | MGE GALAXY 6000 380-400V SBS 1200KVA SUPPORT SET - SPARE PART KIT LEVEL 2 | WG6T1200K-SPL2 | 15580
APC BY SCHNEIDER ELECTRIC | HYPERPOD ROOF - 6FT AISLE SIMPLE ROOF PANEL W CUTOUT, 600MM | FS-RF-2006-U | 667
APC BY SCHNEIDER ELECTRIC | HYPERPOD ROOF - 4FT AISLE SIMPLE ROOF W CUTOUT 600MM | FS-RF-2009-U | 446
APC BY SCHNEIDER ELECTRIC | APC SYMMETRA MW 800KW 480V SPARE PART KIT LEVEL 4 | SY800K800G-SPL4 | 200965
APC BY SCHNEIDER ELECTRIC | MGE EPS 8000 1100KVA SM EMERGENCY SET - SPARE PART KIT LEVEL 1 | WE8T1100KSM-SPL1 | 11820
APC BY SCHNEIDER ELECTRIC | CABINET INSTALL BRACKET X4 BLACK | NSAC2604 | 70
APC BY SCHNEIDER ELECTRIC | SYMMETRA PX 16KW ALL-IN-ONE, SCALABLE TO 48KW, WITHOUT BATTERIES, 400V | SY16K48H-PDNB | 46190
APC BY SCHNEIDER ELECTRIC | APC SYMMETRA PX 48KW AIO 400V - SPARE PART KIT | WSYFSU48KH | 55225
APC BY SCHNEIDER ELECTRIC | MGE EPS 8000 1100KVA MM EMERGENCY SET - SPARE PART KIT LEVEL 1 | WE8T1100KMM-SPL1 | 11600
APC BY SCHNEIDER ELECTRIC | MGE GALAXY 5000 40-80 COMPREHENSIVE SET - SPARE PART KIT LEVEL 3 | WG5T40K80-SPL3 | 27310
APC BY SCHNEIDER ELECTRIC | APC SYMMETRA MW 400KW 480V SPARE PART KIT LEVEL 2 | SY400K400G-SPL2 | 55035
APC BY SCHNEIDER ELECTRIC | DUAL SLIDING DOOR BLACK | NSAC2401 | 12240
APC BY SCHNEIDER ELECTRIC | HYPERPOD ACCESSORIES - C-SEAL | FS-AC-1003-U | 49
APC BY SCHNEIDER ELECTRIC | HYPERPOD ROOF - 4FT AISLE SIMPLE ROOF PANEL 600MM | FS-RF-2008-U | 459
APC BY SCHNEIDER ELECTRIC | INTELLIGENCE MODULE UPGRADE SERVICE FOR (1) SYMMETRA PX | WIMUPG | 6075
APC BY SCHNEIDER ELECTRIC | GALAXY VX 1250/1500KVA SPARE PART KIT LEVEL 3 | WVX1500K-SPL3 | 75775
APC BY SCHNEIDER ELECTRIC | HYPERPOD DOOR - DUAL SLIDING DOORS 6FT | FS-DR-1003-B | 3875
APC BY SCHNEIDER ELECTRIC | MGE EPS 8000 1100KVA SM COMPLETE SET - SPARE PART KIT LEVEL 3 | WE8T1100KSM-SPL3 | 153855
APC BY SCHNEIDER ELECTRIC | APC SYMMETRA MW 400KW 400V SPARE PART KIT LEVEL 2 | SY400K400H-SPL2 | 27975
APC BY SCHNEIDER ELECTRIC | MGE GALAXY PW 225 SM COMPLETE SET - SPARE PART KIT LEVEL 3 | WGWT225KSM-SPL3 | 115200
APC BY SCHNEIDER ELECTRIC | GALAXY VX 1250/1500KVA SPARE PART KIT L2 | WVX1500K-SPL2 | 29370
APC BY SCHNEIDER ELECTRIC | APC SYMMETRA MW 1400KW 480V SPARE PART KIT LEVEL 4 | SY1400K1400G-SPL4 | 200945
APC BY SCHNEIDER ELECTRIC | HYPERPOD DOOR - DOOR FRAME, 3-4FT AISLE | FS-DR-2003-B | 2000
APC BY SCHNEIDER ELECTRIC | HYPERPOD ACCESSORY - 42-52U RACK BLANKING PANEL 800MM | FS-AC-5008-B | 1010
APC BY SCHNEIDER ELECTRIC | RIGHT ANGLE CONNECTOR X4 BLACK | NSAC2606 | 68
APC BY SCHNEIDER ELECTRIC | APC SYMMETRA MW 800KW 400V SPARE PART KIT LEVEL 1 | SY800K800H-SPL1 | 15670
APC BY SCHNEIDER ELECTRIC | MGE GALAXY PW 200KVA SUPPORT SET - SPARE PART KIT LEVEL 2 | WGPW200K-SPL2 | 17885
APC BY SCHNEIDER ELECTRIC | 1 YEAR ECOCARE PLUS ADVANCED SERVICE PLAN FOR MODULAR DATA CENTER ALL-IN-ONE 140 | ECRPADVPFI1YSP-03 | 70470
APC BY SCHNEIDER ELECTRIC | APC SYMMETRA MW 1200KW 480V SPARE PART KIT LEVEL 4 | SY1200K1200G-SPL4 | 199155
APC BY SCHNEIDER ELECTRIC | (1) YR ADVANTAGE PLUS SERVICE PLAN FOR (1) EASY UPS 3S UL 20KVA UPS | WADVPLUS-EZU-20 | 6925
APC BY SCHNEIDER ELECTRIC | APC SYMMETRA MW 1000KW 480V STATIC SWITCH SPARE PART KIT LEVEL 1 | SYSW1000KG-SPL1 | 26625
APC BY SCHNEIDER ELECTRIC | ADVANTAGE PLUS SERVICE PLAN FOR POWER MODULE WITH GALAXY VL, DX COOLING, UP TO 5 | WADVPLUS6CPSP-14 | 46170
APC BY SCHNEIDER ELECTRIC | SPARES KIT EPS8000 625KVA IP//- LEVEL1 | WE8T625KIP-L1 | 5605
APC BY SCHNEIDER ELECTRIC | ADVANTAGE PLUS SERVICE PLAN FOR ALL-IN-ONE WITH GALAXY VS, CW COOLING, UP TO 60K | WADVPLUS3BISP-03 | 35245
APC BY SCHNEIDER ELECTRIC | APC SYMMETRA MW 600KW 400V SPARE PART KIT LEVEL 3 | SY600K600H-SPL3 | 75035
APC BY SCHNEIDER ELECTRIC | VISION LIB TOPHAT OPTION | LIBVISTOPHAT | 1725
APC BY SCHNEIDER ELECTRIC | APC SYMMETRA MW 400KW 480V SPARE PART KIT LEVEL 1 | SY400K400G-SPL1 | 15115
APC BY SCHNEIDER ELECTRIC | MGE GALAXY PW 200KVA COMPLETE SET - SPARE PART KIT LEVEL 3 | WGPW200K-SPL3 | 44415
APC BY SCHNEIDER ELECTRIC | ADVANTAGE PRIME SERVICE PLAN FOR ALL-IN-ONE WITH GALAXY VS, CW COOLING, UP TO 14 | WADVPRIME3BISP-07 | 73650
APC BY SCHNEIDER ELECTRIC | ADVANTAGE PRIME SERVICE PLAN FOR ALL-IN-ONE WITH EASY 3M, CW COOLING, UP TO 140K | WADVPRIME4BISP-07 | 69200
APC BY SCHNEIDER ELECTRIC | APC SYMMETRA MW 4000KW 480V STATIC SWITCH SPARE PART KIT LEVEL 1 | SYSW4000KG-SPL1 | 23845
APC BY SCHNEIDER ELECTRIC | ADVANTAGE PRIME SERVICE PLAN FOR ALL-IN-ONE WITH SYMMETRA PX, DX COOLING, UP TO | WADVPRIME2AISP-08 | 95655
APC BY SCHNEIDER ELECTRIC | APC SYMMETRA MW 1200KW 400V SPARE PART KIT LEVEL 3 | SY1200K1200H-SPL3 | 76970
APC BY SCHNEIDER ELECTRIC | APC SYMMETRA MW 1400KW 480V SPARE PART KIT LEVEL 1 | SY1400K1400G-SPL1 | 16645
APC BY SCHNEIDER ELECTRIC | 1 YR ADVANTAGE ECOSTRUXURE ASSET ADVISOR PLUS PREDICT SERVICE FOR (1) IN ROOM CO | WADVEAAPLUS-UF-00 | 593
APC BY SCHNEIDER ELECTRIC | APC SYMMETRA MW 1000KW 400V SPARE PART KIT LEVEL 4 | SY1000K1000H-SPL4 | 165720
APC BY SCHNEIDER ELECTRIC | MGE GALAXY 5000 100-130 COMPLET SET - SPARE PART KIT LEVEL 4 | WG5T100K130-SPL4 | 47540
APC BY SCHNEIDER ELECTRIC | ASSEMBLY AND STARTUP FOR (1) EASY UPS 3S UL 10-15KVA UPS INCLUDING INTERNAL BATT | WASSEMSTRT-EZU-15 | 6050
APC BY SCHNEIDER ELECTRIC | ASSEMBLY SERVICE FOR (1) GALAXY E3S EXT. BATTERY CABINET | WASSEM-EZ-00 | 6980
APC BY SCHNEIDER ELECTRIC | 2 YEAR ON-SITE WARRANTY EXT FOR (1) EASY UPS 3S UL 30KVA UPS | WOE2YR-EZU-30 | 13120
APC BY SCHNEIDER ELECTRIC | ISX0002466217-0007 ON 2025-2428072-1 | ISX0002466217-0007 | 137054.38
APC BY SCHNEIDER ELECTRIC | GALAXY LI-ION BATTERY CABINET UL FOR 2.04 KWH BATTERY MODULES | LIBSESMGCABUL | 15345
APC BY SCHNEIDER ELECTRIC | ADVANTAGE PRIME SERVICE PLAN FOR POWER MODULE WITH GALAXY VX, CRAC COOLING, UP T | WADVPRIME7CPSP-18 | 67275
APC BY SCHNEIDER ELECTRIC | CATL 51.2V 80AH BATTERY MODULE | LIBCATMOD80 | 6750
APC BY SCHNEIDER ELECTRIC | ADVANTAGE PRIME SERVICE PLAN FOR POWER MODULE WITH GALAXY VX, CRAC COOLING, UP T | WADVPRIME7CPSP-13 | 55395
APC BY SCHNEIDER ELECTRIC | APC SYMMETRA MW 4000KW 400V STATIC SWITCH SPARE PART KIT LEVEL 1 | SYSW4000KH-SPL1 | 66135
APC BY SCHNEIDER ELECTRIC | (1) YR ADVANTAGE PLUS SERVICE PLAN FOR (1) EASY UPS 3S UL 40KVA UPS | WADVPLUS-EZU-40 | 7235
APC BY SCHNEIDER ELECTRIC | APC SYMMETRA MW 1000KW 480V SPARE PART KIT LEVEL 4 | SY1000K1000G-SPL4 | 183915
APC BY SCHNEIDER ELECTRIC | HYPERPOD ACCESSORIES - H-SEAL | FS-AC-1002-U | 81
APC BY SCHNEIDER ELECTRIC | 5 YEAR ECOCARE PLUS ADVANCED SERVICE PLAN FOR MODULAR DATA CENTER ALL-IN-ONE 80K | ECRPADVPFI5YSP-02 | 280620
APC BY SCHNEIDER ELECTRIC | 1 YR ADVANTAGE ECOSTRUXURE ASSET ADVISOR PLUS PREDICT SERVICE FOR (1) IN ROW COO | WADVEAAPLUS-AX-00 | 593
APC BY SCHNEIDER ELECTRIC | MULTI WALL PANEL 644X1232 MM X5 | NSAC2101 | 1400
APC BY SCHNEIDER ELECTRIC | APC SYMMETRA MW 600KW 480V SPARE PART KIT LEVEL 2 | SY600K600G-SPL2 | 56720
APC BY SCHNEIDER ELECTRIC | APC SYMMETRA MW 800KW 400V SPARE PART KIT LEVEL 2 | SY800K800H-SPL2 | 36290
APC BY SCHNEIDER ELECTRIC | HYPERPOD ROOF - 6FT AISLE SIMPLE ROOF PANEL, 600MM | FS-RF-2005-U | 683
APC BY SCHNEIDER ELECTRIC | ADVANTAGE PRIME SERVICE PLAN FOR ALL-IN-ONE WITH SYMMETRA PX, CW COOLING, UP TO | WADVPRIME2BISP-08 | 67935
APC BY SCHNEIDER ELECTRIC | 1 YR ADVANTAGE EAA PREVENT SERVICE PLAN FOR (1) CHILLER | WADVEAAC-UF-00 | 380
APC BY SCHNEIDER ELECTRIC | HYPERPOD ACCESSORY - 42-52U RACK BLANKING PANEL 750MM | FS-AC-5007-B | 968
APC BY SCHNEIDER ELECTRIC | 1 YR ADV PLUS PLAN FOR 1 CHILLER W-FREECOOLING MODEL BCEF 0752A - 0903A | WADVPLUS-UF-75B | 25955
APC BY SCHNEIDER ELECTRIC | ADVANTAGE PRIME SERVICE PLAN FOR ALL-IN-ONE WITH SYMMETRA PX, CW COOLING, UP TO | WADVPRIME2BISP-05 | 49605
APC BY SCHNEIDER ELECTRIC | ECOCARE UPS ONLY PREVENTIVE MAINTENANCE FOR MODULAR DATA CENTER, 5YR | ECRPFUPGUPSPMV5Y | 23600
APC BY SCHNEIDER ELECTRIC | 3 YEAR ECOCARE PLUS ADVANCED SERVICE PLAN FOR MODULAR DATA CENTER ALL-IN-ONE 140 | ECRPADVPFI3YSP-03 | 205065
APC BY SCHNEIDER ELECTRIC | (1) YR ADVANTAGE PLUS SERVICE PLAN FOR (1) GALAXY VS 60KW UPS | WADVPLUS-VS2-A60 | 4835
APC BY SCHNEIDER ELECTRIC | ADVANTAGE PLUS SERVICE PLAN FOR ALL-IN-ONE WITH EASY 3M, CW COOLING, UP TO 160KW | WADVPLUS4BISP-08 | 52575
APC BY SCHNEIDER ELECTRIC | ADVANTAGE PLUS SERVICE PLAN FOR POWER MODULE WITH GALAXY VX, DX COOLING, UP TO 1 | WADVPLUS7APSP-16 | 77710
APC BY SCHNEIDER ELECTRIC | ADVANTAGE PRIME SERVICE PLAN FOR POWER MODULE WITH GALAXY VX, DX COOLING, UP TO | WADVPRIME7APSP-13 | 53425
APC BY SCHNEIDER ELECTRIC | ADVANTAGE PRIME SERVICE PLAN FOR POWER MODULE WITH GALAXY VX, DX COOLING, UP TO | WADVPRIME7APSP-20 | 158580
APC BY SCHNEIDER ELECTRIC | (1) YR ADVANTAGE PLUS SERVICE PLAN FOR (1) GALAXY VX 750 SCALABLE TO 1250KVA UPS | WADVPLUS-VX-78 | 10655
APC BY SCHNEIDER ELECTRIC | (1) YR ADVANTAGE PLUS SERVICE PLAN FOR (1) GALAXY VX 750 SCALABLE TO 1500KVA UPS | WADVPLUS-VX-79 | 10655
APC BY SCHNEIDER ELECTRIC | ADVANTAGE PLUS SERVICE PLAN FOR POWER MODULE WITH GALAXY VL, DX COOLING, UP TO 7 | WADVPLUS6APSP-15 | 80305
APC BY SCHNEIDER ELECTRIC | ADVANTAGE PLUS SERVICE PLAN FOR ALL-IN-ONE WITH EASY 3S, DX COOLING, UP TO 20KW | WADVPLUS1AISP-01 | 41310
APC BY SCHNEIDER ELECTRIC | ADVANTAGE PRIME SERVICE PLAN FOR POWER MODULE WITH GALAXY VX, DX COOLING, UP TO | WADVPRIME7APSP-18 | 125380
APC BY SCHNEIDER ELECTRIC | 3 YEAR ECOCARE PLUS ADVANCED SERVICE PLAN FOR MODULAR DATA CENTER ALL-IN-ONE 20K | ECRPADVPFI3YSP-01 | 134580
APC BY SCHNEIDER ELECTRIC | ECOCARE SYSTEM LEVEL PREVENTIVE MAINTENANCE FOR MODULAR DATA CENTER, 3 YR | ECRPFUPGPMV3Y | 18075
APC BY SCHNEIDER ELECTRIC | (1) YR ADVANTAGE PLUS SERVICE PLAN FOR (1) GALAXY VS 30 TO 50KW 208V UPS | WADVPLUS-VS2-A50 | 4835
APC BY SCHNEIDER ELECTRIC | GALAXY 5000 100/120KVA COMPLETE SET - SPARE PART KIT LEVEL 3 | WG5T100-120K-SPL3 | 15750
APC BY SCHNEIDER ELECTRIC | (1) YR ADVANTAGE PLUS SERVICE PLAN FOR (1) GALAXY VL 400KW UPS | WADVPLUS-VL-400 | 8975
APC BY SCHNEIDER ELECTRIC | HYPERPOD ROOF - 4FT AISLE DROP ROOF PANEL 600MM | FS-RF-3008-U | 340
APC BY SCHNEIDER ELECTRIC | ADVANTAGE PRIME SERVICE PLAN FOR POWER MODULE WITH GALAXY VX, DX COOLING, UP TO | WADVPRIME7APSP-16 | 93250
APC BY SCHNEIDER ELECTRIC | APC SYMMETRA MW 2000KW 400V STATIC SWITCH SPARE PART KIT LEVEL 1 | SYSW2000KH-SPL1 | 65945
APC BY SCHNEIDER ELECTRIC | ADVANTAGE PRIME SERVICE PLAN FOR ALL-IN-ONE WITH SYMMETRA PX, DX COOLING, UP TO | WADVPRIME2AISP-02 | 63450
APC BY SCHNEIDER ELECTRIC | GALAXY 5000 60KVA SUPPORT SET - SPARE PART KIT LEVEL 2 | WG5T60K-SPL2 | 10000
APC BY SCHNEIDER ELECTRIC | ADVANTAGE PLUS SERVICE PLAN FOR POWER MODULE WITH GALAXY VL, CRAC COOLING, UP TO | WADVPLUS6CPSP-17 | 57235
APC BY SCHNEIDER ELECTRIC | CATL LIB RACK WITH 11 X 80AH BATTERY MODULES AND 500A CONTROL BOX 2 WIRES | LIBCAT2W11X80 | 89870
APC BY SCHNEIDER ELECTRIC | ADVANTAGE PLUS SERVICE PLAN FOR POWER MODULE WITH GALAXY VX, DX COOLING, UP TO 5 | WADVPLUS7APSP-14 | 56365
APC BY SCHNEIDER ELECTRIC | ADVANTAGE PLUS SERVICE PLAN FOR POWER MODULE WITH GALAXY VX, CRAC COOLING, UP TO | WADVPLUS7CPSP-18 | 56060
APC BY SCHNEIDER ELECTRIC | ADVANTAGE PLUS SERVICE PLAN FOR ALL-IN-ONE WITH GALAXY VS, DX COOLING, UP TO 60K | WADVPLUS3AISP-03 | 43640
APC BY SCHNEIDER ELECTRIC | ADVANTAGE PLUS SERVICE PLAN FOR POWER MODULE WITH GALAXY VL, DX COOLING, UP TO 2 | WADVPLUS6APSP-20 | 121095
APC BY SCHNEIDER ELECTRIC | ADVANTAGE PLUS SERVICE PLAN FOR POWER MODULE WITH GALAXY VL, CRAC COOLING, UP TO | WADVPLUS6CPSP-20 | 81125
APC BY SCHNEIDER ELECTRIC | (1) YR ADVANTAGE PLUS SERVICE PLAN FOR (1) GALAXY VS 10 TO 15KW UPS | WADVPLUS-VS2-A40 | 4975
APC BY SCHNEIDER ELECTRIC | 3 YEAR ECOCARE PLUS ADVANCED SERVICE PLAN FOR MODULAR DATA CENTER ALL-IN-ONE 200 | ECRPADVPFI3YSP-04 | 241835
APC BY SCHNEIDER ELECTRIC | (1) YR ADVANTAGE PRIME SERVICE PLAN FOR (1) EASY UPS 3S UL 20KVA UPS | WADVPRIME-EZU-20 | 10385
APC BY SCHNEIDER ELECTRIC | ADVANTAGE PRIME SERVICE PLAN FOR ALL-IN-ONE WITH EASY 3M, CW COOLING, UP TO 60KW | WADVPRIME4BISP-03 | 40835
APC BY SCHNEIDER ELECTRIC | ADVANTAGE PRIME SERVICE PLAN FOR ALL-IN-ONE WITH GALAXY VS, DX COOLING, UP TO 14 | WADVPRIME3AISP-07 | 76435
APC BY SCHNEIDER ELECTRIC | ADVANTAGE PRIME SERVICE PLAN FOR ALL-IN-ONE WITH EASY 3M, DX COOLING, UP TO 140K | WADVPRIME4AISP-07 | 76580
APC BY SCHNEIDER ELECTRIC | ECOCARE RETROFIT SERVICE FOR GATEWAY INSTALLATION AND CONFIGURATION (EXISTING MO | ECRRFPF-C | 6270
APC BY SCHNEIDER ELECTRIC | MGE EPS 8000 1100KVA SM SUPPORT SET - SPARE PART KIT LEVEL 2 | WE8T1100KSM-SPL2 | 97725
APC BY SCHNEIDER ELECTRIC | APC SYMMETRA MW 400KW 480V SPARE PART KIT LEVEL 4 | SY400K400G-SPL4 | 254225
APC BY SCHNEIDER ELECTRIC | APC SYMMETRA MW 1000KW 480V SPARE PART KIT LEVEL 1 | SY1000K1000G-SPL1 | 16625
APC BY SCHNEIDER ELECTRIC | ADVANTAGE PLUS SERVICE PLAN FOR ALL-IN-ONE WITH EASY 3M, CW COOLING, UP TO 140KW | WADVPLUS4BISP-07 | 57670
APC BY SCHNEIDER ELECTRIC | MGE GALAXY 6000 380-415V SBS 800KVA SUPPORT SET - SPARE PART KIT LEVEL 2 | WG6T800K-SPL2 | 12105
APC BY SCHNEIDER ELECTRIC | (1) YR ADVANTAGE PLUS SERVICE PLAN FOR (1) GALAXY VL 300KW UPS | WADVPLUS-VL-300 | 8605
APC BY SCHNEIDER ELECTRIC | ASSEMBLY AND STARTUP FOR (1) EASY UPS 3S UL 30KVA UPS INCLUDING INTERNAL BATTERY | WASSEMSTRT-EZU-30 | 6395
APC BY SCHNEIDER ELECTRIC | ISX0002472707-0001 ON 2025-2441270 | ISX0002472707-0001 | 69149.27
APC BY SCHNEIDER ELECTRIC | ISX0002472817-0001 ON 2025-2441695 | ISX0002472817-0001 | 32845.7
APC BY SCHNEIDER ELECTRIC | APC SYMMETRA MW 1000KW 480V SPARE PART KIT LEVEL 3 | SY1000K1000G-SPL3 | 120205
APC BY SCHNEIDER ELECTRIC | ADVANTAGE PRIME SERVICE PLAN FOR ALL-IN-ONE WITH SYMMETRA PX, CW COOLING, UP TO | WADVPRIME2BISP-04 | 49605
APC BY SCHNEIDER ELECTRIC | HYPERPOD FRAME - 6FT AISLE END PANEL (X2), TALL FRAME | FS-FM-4004-B | 619
APC BY SCHNEIDER ELECTRIC | ECOCARE SYSTEM LEVEL 2H SLA UPGRADE FOR MODULAR DATA CENTER, 1 YR | ECRPFUPGFSR2H1Y | 4390
APC BY SCHNEIDER ELECTRIC | LIGHTING MOUNTING RAIL BLACK | NSAC2004 | 190
APC BY SCHNEIDER ELECTRIC | APC SYMMETRA MW 2000KW 480V STATIC SWITCH SPARE PART KIT LEVEL 1 | SYSW2000KG-SPL1 | 30330
APC BY SCHNEIDER ELECTRIC | 1 YEAR ECOCARE PLUS ADVANCED SERVICE PLAN FOR MODULAR DATA CENTER ALL-IN-ONE 80K | ECRPADVPFI1YSP-02 | 59080
APC BY SCHNEIDER ELECTRIC | GALAXY VM 27KVA POWER BLOCK SET - SPARE PARTS LEVEL 3 | WVM27KPB-L3 | 63495
APC BY SCHNEIDER ELECTRIC | APC NETSHELTER SX GEN 2 HIGH STRENGTH RACK , 48U, 2258H X 750W X 1295D MM, WITH | AR9557SPB2 | 11530
APC BY SCHNEIDER ELECTRIC | APC NETSHELTER SX GEN 2 HIGH STRENGTH RACK , 52U, 2436H X 750W X 1295D MM, WITH | AR9558SPB2 | 13630
APC BY SCHNEIDER ELECTRIC | APC NETSHELTER SX GEN 2 HIGH STRENGTH RACK , 48U, 2258H X 800W X 1295D MM, WITH | AR9587SPB2 | 11855
APC BY SCHNEIDER ELECTRIC | APC NETSHELTER SX GEN 2 HIGH STRENGTH RACK , 52U, 2436H X 800W X 1295D MM, WITH | AR9588SPB2 | 13970
APC BY SCHNEIDER ELECTRIC | APC NETSHELTER SX GEN 2 HIGH STRENGTH RACK , 48U, 2258H X 750W X 1470D MM, WITH | AR9657SPB2 | 13025
APC BY SCHNEIDER ELECTRIC | APC NETSHELTER SX GEN 2 HIGH STRENGTH RACK , 52U, 2436H X 750W X 1470D MM, WITH | AR9658SPB2 | 14650
APC BY SCHNEIDER ELECTRIC | MULTI WALL PANEL 644X1825 MM X5 | NSAC2102 | 1660
APC BY SCHNEIDER ELECTRIC | APC SYMMETRA MW 1400KW 400V SPARE PART KIT LEVEL 1 | SY1400K1400H-SPL1 | 16320
APC BY SCHNEIDER ELECTRIC | APC SYMMETRA MW 1600KW 400V SPARE PART KIT LEVEL 2 | SY1600K1600H-SPL2 | 41205
APC BY SCHNEIDER ELECTRIC | INTERIOR CONNECTOR X8 BLACK | NSAC2603 | 133
APC BY SCHNEIDER ELECTRIC | GALAXY LITHIUM-ION BATTERY CABINET UL WITH 10 X 2.04 KWH BATTERY MODULES | LIBSESMG10UL | 58095
APC BY SCHNEIDER ELECTRIC | HYPERPOD FRAME - 4FT AISLE END PANEL (X2) SHORT FRAME | FS-FM-4005-B | 438
APC BY SCHNEIDER ELECTRIC | APC SYMMETRA MW 600KW 400V SPARE PART KIT LEVEL 2 | SY600K600H-SPL2 | 27345
APC BY SCHNEIDER ELECTRIC | MGE GALAXY 5000 100-130 SUPPORT SET - SPARE PART KIT LEVEL 2 | WG5T100K130-SPL2 | 5250
APC BY SCHNEIDER ELECTRIC | 3 YEAR ECOCARE ESSENTIAL SERVICE PLAN FOR MODULAR DATA CENTER ALL-IN-ONE 20KW-60 | ECRESSPFI3YSP-01 | 29065
APC BY SCHNEIDER ELECTRIC | ADVANTAGE PRIME SERVICE PLAN FOR ALL-IN-ONE WITH SYMMETRA PX, CW COOLING, UP TO | WADVPRIME2BISP-06 | 52420
APC BY SCHNEIDER ELECTRIC | GALAXY 5000 60KVA EMERGENCY SET - SPARE PART KIT LEVEL 1 | WG5T60K-SPL1 | 2740
APC BY SCHNEIDER ELECTRIC | HYPERPOD FRAME - RAISED FLOOR SUPPORT STAND 30 | FS-FM-6003-B | 1245
APC BY SCHNEIDER ELECTRIC | GALAXY 5000 100/120KVA EMERGENCY SET - SPARE PART KIT LEVEL 1 | WG5T100-120K-SPL1 | 2970
APC BY SCHNEIDER ELECTRIC | APC SYMMETRA MW 1600KW 480V SPARE PART KIT LEVEL 3 | SY1600K1600G-SPL3 | 131385
APC BY SCHNEIDER ELECTRIC | ECOCARE SYSTEM LEVEL 4H SLA UPGRADE FOR MODULAR DATA CENTER, 3 YR | ECRPFUPGFSR4H3Y | 10855
APC BY SCHNEIDER ELECTRIC | ECOCONSULT AUDIT FOR SINGLE-PHASE UPS, 11-20 CLOSETS, UP TO 50 ASSETS PER SITE | FSC1008 | 2585
APC BY SCHNEIDER ELECTRIC | SUPPORTING RODS 1500MM X8 ZINC | NSAC2653 | 336
APC BY SCHNEIDER ELECTRIC | ECOCARE RETROFIT SERVICE FOR LOW VOLTAGE PANEL WITH CTS, INSTALLATION AND CONFIG | ECRLVRFPF-A | 12540
APC BY SCHNEIDER ELECTRIC | APC SYMMETRA MW 1000KW 400V SPARE PART KIT LEVEL 1 | SY1000K1000H-SPL1 | 15030
APC BY SCHNEIDER ELECTRIC | ECOCARE COOLING ONLY PREVENTIVE MAINTENANCE FOR MODULAR DATA CENTER, 5YR | ECRPFUPGCLPMV5Y | 23600
APC BY SCHNEIDER ELECTRIC | 5 YEAR ECOCARE PLUS ADVANCED SERVICE PLAN FOR MODULAR DATA CENTER ALL-IN-ONE 20K | ECRPADVPFI5YSP-01 | 219670
APC BY SCHNEIDER ELECTRIC | MGE EPS 8000 1100KVA MM COMPLETE SET - SPARE PART KIT LEVEL 3 | WE8T1100KMM-SPL3 | 161895
APC BY SCHNEIDER ELECTRIC | MGE GALAXY 6000 380-400V SBS 1200KVA COMPLETE SET - SPARE PART KIT LEVEL 3 | WG6T1200K-SPL3 | 28540
APC BY SCHNEIDER ELECTRIC | APC SYMMETRA MW 4000KW 480V STATIC SWITCH SPARE PART KIT LEVEL 2 | SYSW4000KG-SPL2 | 50140
APC BY SCHNEIDER ELECTRIC | APC SYMMETRA MW 600KW 480V SPARE PART KIT LEVEL 1 | SY600K600G-SPL1 | 16120
APC BY SCHNEIDER ELECTRIC | GALAXY VM 27/225KVA SUPPORT SET - SPARE PARTS LEVEL 2 | WVM225K-L2 | 17830
APC BY SCHNEIDER ELECTRIC | ADVANTAGE PLUS SERVICE PLAN FOR ALL-IN-ONE WITH GALAXY VS, DX COOLING, UP TO 140 | WADVPLUS3AISP-07 | 59930
APC BY SCHNEIDER ELECTRIC | APC SYMMETRA MW 2000KW 400V STATIC SWITCH SPARE PART KIT LEVEL 2 | SYSW2000KH-SPL2 | 91170
APC BY SCHNEIDER ELECTRIC | ADVANTAGE PRIME SERVICE PLAN FOR ALL-IN-ONE WITH EASY 3M, CW COOLING, UP TO 80KW | WADVPRIME4BISP-04 | 45190
APC BY SCHNEIDER ELECTRIC | APC SYMMETRA PX 500KW - SPARE PART KIT LEVEL 1 | WSYFSU500KW-SPL1 | 42590
APC BY SCHNEIDER ELECTRIC | ADVANTAGE PLUS SERVICE PLAN FOR ALL-IN-ONE WITH EASY 3M, DX COOLING, UP TO 200KW | WADVPLUS4AISP-10 | 105020
APC BY SCHNEIDER ELECTRIC | GVX1000 SPARE PARTS KIT LEVEL 2 | WVX1000K-SPL2 | 33525
APC BY SCHNEIDER ELECTRIC | 1 YEAR ECOCARE PLUS ADVANCED SERVICE PLAN FOR MODULAR DATA CENTER POWER MODULE 1 | ECRPADVPFP1YSP-02 | 83345
APC BY SCHNEIDER ELECTRIC | GALAXY VX 500/625/750KW SPARE PART KIT LEVEL 2 | WVX750KG-SPL2 | 34875
APC BY SCHNEIDER ELECTRIC | ADVANTAGE PLUS SERVICE PLAN FOR ALL-IN-ONE WITH EASY 3M, DX COOLING, UP TO 160KW | WADVPLUS4AISP-08 | 82910
APC BY SCHNEIDER ELECTRIC | ADVANTAGE PLUS SERVICE PLAN FOR ALL-IN-ONE WITH EASY 3M, DX COOLING, UP TO 120KW | WADVPLUS4AISP-06 | 61095
APC BY SCHNEIDER ELECTRIC | HYPERPOD ACCESSORY - AISLE CROSSOVER TRAY, 5-6FT AISLE | FS-AC-4007-B | 407
APC BY SCHNEIDER ELECTRIC | SCHEDULING UPGRADE TO 7X24 FOR MPRS UP TO 40 KVA UPS | WUPGMPRS7X24-MP-01 | 2070
APC BY SCHNEIDER ELECTRIC | GALAXY LITHIUM-ION BATTERY CABINET SMPS AC/DC CONVERTER | LIBSEOPT002 | 2860
APC BY SCHNEIDER ELECTRIC | GVX1000 SPARE PARTS KIT LEVEL 3 | WVX1000K-SPL3 | 76465
APC BY SCHNEIDER ELECTRIC | (1) YR ADVANTAGE PLUS SERVICE PLAN FOR (1) GALAXY VS 60 TO 80KVA UPS | WADVPLUS-VS3-A75 | 5560
APC BY SCHNEIDER ELECTRIC | HYPERPOD ROOF - 4FT AISLE DROP ROOF PANEL 750MM | FS-RF-3009-U | 379
APC BY SCHNEIDER ELECTRIC | 5 YEAR ECOCARE ESSENTIAL SERVICE PLAN FOR MODULAR DATA CENTER POWER MODULE 1750K | ECRESSPFP5YSP-03 | 144305
APC BY SCHNEIDER ELECTRIC | ISX0002460592-0004 ON 2025-2444880 | ISX0002460592-0004 | 162302.8
APC BY SCHNEIDER ELECTRIC | (1) YEAR ADVANTAGE PRIME SERVICE PLAN FOR (1) IN ROW ACRH 301 SERIES | WADVPRIME-AX-36 | 12285
APC BY SCHNEIDER ELECTRIC | VISION 2000MM LIB RACK WITH 10 X 100AH BATTERY MODULES AND 630A CBMS IEC | LIBVIS10X100630IEC | 77250
APC BY SCHNEIDER ELECTRIC | APC SYMMETRA MW 800KW 400V SPARE PART KIT LEVEL 3 | SY800K800H-SPL3 | 83855
APC BY SCHNEIDER ELECTRIC | 1 YEAR ECOCARE PLUS ADVANCED SERVICE PLAN FOR MODULAR DATA CENTER ALL-IN-ONE 200 | ECRPADVPFI1YSP-04 | 83105
APC BY SCHNEIDER ELECTRIC | GALAXY VX 1250/1500KW SPARE PART KIT LEVEL 1 | WVX1500K-SPL1 | 17995
APC BY SCHNEIDER ELECTRIC | ADVANTAGE PRIME SERVICE PLAN FOR POWER MODULE WITH GALAXY VL, CRAC COOLING, UP T | WADVPRIME6CPSP-15 | 67080
APC BY SCHNEIDER ELECTRIC | HYPERPOD ACCESSORY - AISLE CROSSOVER TRAY, 3-4FT AISLE | FS-AC-4008-B | 470
APC BY SCHNEIDER ELECTRIC | 5 YEAR ECOCARE PLUS ADVANCED SERVICE PLAN FOR MODULAR DATA CENTER ALL-IN-ONE140K | ECRPADVPFI5YSP-03 | 334735
APC BY SCHNEIDER ELECTRIC | CABINET SEAL COEXTRUSION 1000 MM X6 BLACK | NSAC2003 | 438
APC BY SCHNEIDER ELECTRIC | SPARES KIT EPS8000 1125KW IP//- LEVEL 1 | WE8T1125KIP-L1 | 12975
APC BY SCHNEIDER ELECTRIC | ECOCARE SYSTEM LEVEL 8H SLA UPGRADE FOR MODULAR DATA CENTER, 5 YR | ECRPFUPGFSR8H5Y | 10425
APC BY SCHNEIDER ELECTRIC | MGE GALAXY 6000 PARALLEL UPS 160/200KVA COMPLETE SET - SPARE PART KIT LEVEL 3 | WG6T160K-OPT2-SPL3 | 104565
APC BY SCHNEIDER ELECTRIC | (1) YR ADVANTAGE PLUS SERVICE PLAN FOR (1) GALAXY VL 500KW UPS | WADVPLUS-VL-500 | 9345
APC BY SCHNEIDER ELECTRIC | SUPPORT SET SPARE PARTS LEVEL 1 | W3MUPS120KH-SPL1 | 4960
APC BY SCHNEIDER ELECTRIC | ADVANTAGE PRIME SERVICE PLAN FOR ALL-IN-ONE WITH GALAXY VS, DX COOLING, UP TO 40 | WADVPRIME3AISP-02 | 63450
APC BY SCHNEIDER ELECTRIC | ADVANTAGE PLUS SERVICE PLAN FOR ALL-IN-ONE WITH EASY 3M, CW COOLING, UP TO 100KW | WADVPLUS4BISP-05 | 49540
APC BY SCHNEIDER ELECTRIC | ADVANTAGE PLUS SERVICE PLAN FOR ALL-IN-ONE WITH GALAXY VS, CW COOLING, UP TO 40K | WADVPLUS3BISP-02 | 30010
APC BY SCHNEIDER ELECTRIC | ADVANTAGE PRIME SERVICE PLAN FOR ALL-IN-ONE WITH EASY 3M, DX COOLING, UP TO 160K | WADVPRIME4AISP-08 | 94850
APC BY SCHNEIDER ELECTRIC | ADVANTAGE PLUS SERVICE PLAN FOR POWER MODULE WITH GALAXY VL, DX COOLING, UP TO 2 | WADVPLUS6APSP-13 | 45435
APC BY SCHNEIDER ELECTRIC | ADVANTAGE PLUS SERVICE PLAN FOR ALL-IN-ONE WITH SYMMETRA PX, CW COOLING, UP TO 4 | WADVPLUS2BISP-02 | 33045
APC BY SCHNEIDER ELECTRIC | 1 YEAR ADVANTAGE PLAN FOR LI-ION SMART-UPS L15 | WADVPLN1P-SPL-15 | 3190
APC BY SCHNEIDER ELECTRIC | ADVANTAGE PLUS SERVICE PLAN FOR ALL-IN-ONE WITH EASY 3S, DX COOLING, UP TO 40KW | WADVPLUS1AISP-02 | 50330
APC BY SCHNEIDER ELECTRIC | ADVANTAGE PRIME SERVICE PLAN FOR ALL-IN-ONE WITH GALAXY VS, DX COOLING, UP TO 80 | WADVPRIME3AISP-04 | 69455
APC BY SCHNEIDER ELECTRIC | ADVANTAGE PLUS SERVICE PLAN FOR ALL-IN-ONE WITH EASY 3M, CW COOLING, UP TO 180KW | WADVPLUS4BISP-09 | 51305
APC BY SCHNEIDER ELECTRIC | ADVANTAGE PLUS SERVICE PLAN FOR ALL-IN-ONE WITH GALAXY VS, DX COOLING, UP TO 40K | WADVPLUS3AISP-02 | 48005
APC BY SCHNEIDER ELECTRIC | 1 YEAR ECOCARE ESSENTIAL SERVICE PLAN FOR MODULAR DATA CENTER ALL-IN-ONE 140KW-1 | ECRESSPFI1YSP-03 | 13115
APC BY SCHNEIDER ELECTRIC | ADVANTAGE PLUS SERVICE PLAN FOR POWER MODULE WITH GALAXY VX, DX COOLING, UP TO 7 | WADVPLUS7APSP-15 | 71745
APC BY SCHNEIDER ELECTRIC | (1) YEAR ADVANTAGE PRIME SERVICE PLAN FOR (1) GALAXY 3500 OR SUVT 80 KVA UPS | WADVPRIME-G3-28 | 8225
APC BY SCHNEIDER ELECTRIC | 1 YEAR ECOCARE ESSENTIAL SERVICE PLAN FOR MODULAR DATA CENTER ALL-IN-ONE 80KW-12 | ECRESSPFI1YSP-02 | 11470
APC BY SCHNEIDER ELECTRIC | ADVANTAGE PLUS SERVICE PLAN FOR ALL-IN-ONE WITH SYMMETRA PX, DX COOLING, UP TO 6 | WADVPLUS2AISP-03 | 47985
APC BY SCHNEIDER ELECTRIC | ADVANTAGE PLUS SERVICE PLAN FOR POWER MODULE WITH GALAXY VX, DX COOLING, UP TO 1 | WADVPLUS7APSP-17 | 94945
APC BY SCHNEIDER ELECTRIC | ECOCARE COOLING ONLY PREVENTIVE MAINTENANCE FOR MODULAR DATA CENTER, 3YR | ECRPFUPGCLPMV3Y | 14455
APC BY SCHNEIDER ELECTRIC | MGE GALAXY 5000 40-80 SUPPORT SET - SPARE PART KIT LEVEL 2 | WG5T40K80-SPL2 | 5465
APC BY SCHNEIDER ELECTRIC | ADVANTAGE PRIME SERVICE PLAN FOR POWER MODULE WITH GALAXY VL, DX COOLING, UP TO | WADVPRIME6APSP-17 | 134660
APC BY SCHNEIDER ELECTRIC | SPARES KIT EPS8000 1100KVA IP//- LEVEL2 | WE8T1100KIP-L2 | 99200
APC BY SCHNEIDER ELECTRIC | 3 YEAR ECOCARE PLUS ADVANCED SERVICE PLAN FOR MODULAR DATA CENTER ALL-IN-ONE 80K | ECRPADVPFI3YSP-02 | 171920
APC BY SCHNEIDER ELECTRIC | SPARES KIT EPS8000 1100KVA IP//- LEVEL 1 | WE8T1100KIP-L1 | 13300
APC BY SCHNEIDER ELECTRIC | LED MODULE 3M X2 | NSAC2121 | 656
APC BY SCHNEIDER ELECTRIC | ADVANTAGE PRIME SERVICE PLAN FOR ALL-IN-ONE WITH GALAXY VS, DX COOLING, UP TO 12 | WADVPRIME3AISP-06 | 84035
APC BY SCHNEIDER ELECTRIC | APC SYMMETRA MW 1400KW 400V SPARE PART KIT LEVEL 4 | SY1400K1400H-SPL4 | 156595
APC BY SCHNEIDER ELECTRIC | MGE GALAXY 4000 65-70 EMERGENCY SET - SPARE PART KIT LEVEL 1 | WG4T65K75-SPL1 | 3845
APC BY SCHNEIDER ELECTRIC | ADVANTAGE PRIME SERVICE PLAN FOR ALL-IN-ONE WITH EASY 3M, CW COOLING, UP TO 180K | WADVPRIME4BISP-09 | 61570
APC BY SCHNEIDER ELECTRIC | HYPERPOD ACCESSORY - 42-52U RACK BLANKING PANEL 300MM | FS-AC-5005-B | 539
APC BY SCHNEIDER ELECTRIC | PANEL CONNECTOR 3FT X3 BLACK | NSAC2151 | 536
APC BY SCHNEIDER ELECTRIC | 1 YR ADVANTAGE PLUS PLAN FOR FWCV36L1 OR FWCV40L1 | WADVPLUS-UF-28 | 12510
APC BY SCHNEIDER ELECTRIC | MGE GALAXY PW 225 MM COMPLETE SET - SPARE PART KIT LEVEL 3 | WGWT225KMM-SPL3 | 118460
APC BY SCHNEIDER ELECTRIC | LI-ION BATTERY 9540A - EMPTY RACK FRAME UL | LIBSMG95RACKUL | 4875
APC BY SCHNEIDER ELECTRIC | 1 YEAR ADVANTAGE PLUS SERVICE PLAN FOR 1 DX UNISPLIT CEILING OR WALL MOUNT UNIT | WADVPLUS-UF-47 | 8205
APC BY SCHNEIDER ELECTRIC | HYPERPOD FRAME - RAISED FLOOR SUPPORT STAND 16 | FS-FM-6001-B | 1235
APC BY SCHNEIDER ELECTRIC | HYPERPOD ACCESSORY - 42-52U RACK BLANKING PANEL 600MM | FS-AC-5006-B | 773
APC BY SCHNEIDER ELECTRIC | GALAXY 5000 100/120KVA SUPPORT SET - SPARE PART KIT LEVEL 2 | WG5T100-120K-SPL2 | 10235
APC BY SCHNEIDER ELECTRIC | APC SYMMETRA MW 1400KW 480V SPARE PART KIT LEVEL 3 | SY1400K1400G-SPL3 | 132300
APC BY SCHNEIDER ELECTRIC | APC SYMMETRA MW 1000KW 400V SPARE PART KIT LEVEL 3 | SY1000K1000H-SPL3 | 88680
APC BY SCHNEIDER ELECTRIC | APC SYMMETRA MW 2000KW 480V STATIC SWITCH SPARE PART KIT LEVEL 2 | SYSW2000KG-SPL2 | 45210
APC BY SCHNEIDER ELECTRIC | HYPERPOD ROOF - 4FT AISLE SIMPLE ROOF PANEL 300MM | FS-RF-2007-U | 212
APC BY SCHNEIDER ELECTRIC | SPARE KIT EPS8000 1125KVA IP//- LEVEL3 | WE8T1125KIP-L3 | 175010
APC BY SCHNEIDER ELECTRIC | ADVANTAGE PRIME SERVICE PLAN FOR ALL-IN-ONE WITH SYMMETRA PX, CW COOLING, UP TO | WADVPRIME2BISP-03 | 50420
APC BY SCHNEIDER ELECTRIC | ADVANTAGE PRIME SERVICE PLAN FOR ALL-IN-ONE WITH GALAXY VS, DX COOLING, UP TO 20 | WADVPRIME3AISP-01 | 53245
APC BY SCHNEIDER ELECTRIC | ADVANTAGE PLUS SERVICE PLAN FOR ALL-IN-ONE WITH SYMMETRA PX, CW COOLING, UP TO 2 | WADVPLUS2BISP-01 | 31565
APC BY SCHNEIDER ELECTRIC | 1 YR ADVANTAGE EAA PREVENT SERVICE PLAN FOR (1) IN ROOM COOLING UNIT | WADVEAA-UF-00 | 360
APC BY SCHNEIDER ELECTRIC | 5 YEAR ECOCARE PLUS ADVANCED SERVICE PLAN FOR MODULAR DATA CENTER POWER MODULE 2 | ECRPADVPFP5YSP-01 | 309660
APC BY SCHNEIDER ELECTRIC | ISX0002425626-0008 ON 2025-2447074 | ISX0002425626-0008 | 411637.57
APC BY SCHNEIDER ELECTRIC | APDU9640NMC3-MP50 | APDU9640NMC3-MP50 | 26790
APC BY SCHNEIDER ELECTRIC | APDU9640NMC3 | APDU9640NMC3 | 670
APC BY SCHNEIDER ELECTRIC | APC NETSHELTER RACK PDU ADVANCED, SWITCHED METERED OUTLET, 5.0KW, 1PH, 208V, 30A | APDU11151SM | 6140
APC BY SCHNEIDER ELECTRIC | ADVANTAGE PLUS SERVICE PLAN FOR POWER MODULE WITH GALAXY VX, CRAC COOLING, UP TO | WADVPLUS7CPSP-20 | 71615
APC BY SCHNEIDER ELECTRIC | APC SYMMETRA MW 1600KW 480V SPARE PART KIT LEVEL 1 | SY1600K1600G-SPL1 | 17075
APC BY SCHNEIDER ELECTRIC | ADVANTAGE PLUS SERVICE PLAN FOR POWER MODULE WITH GALAXY VL, DX COOLING, UP TO 1 | WADVPLUS6APSP-18 | 115190
APC BY SCHNEIDER ELECTRIC | PANEL CONNECTOR PLASTIC 1200MM X12 BLACK | NSAC2153 | 488
APC BY SCHNEIDER ELECTRIC | (1) YR ADVANTAGE PLUS SERVICE PLAN FOR (1) GALAXY VS 10 TO 15KW 208V UPS | WADVPLUS-VS1-A15 | 4550
APC BY SCHNEIDER ELECTRIC | 3 YEAR ECOCARE ESSENTIAL SERVICE PLAN FOR MODULAR DATA CENTER ALL-IN-ONE 140KW-1 | ECRESSPFI3YSP-03 | 38160
APC BY SCHNEIDER ELECTRIC | GALAXY VX 1250KW SPARE PART KIT LEVEL 3 | WVX1250-SPL3 | 91335
APC BY SCHNEIDER ELECTRIC | ADVANTAGE PRIME SERVICE PLAN FOR POWER MODULE WITH GALAXY VX, CRAC COOLING, UP T | WADVPRIME7CPSP-17 | 68195
APC BY SCHNEIDER ELECTRIC | ADVANTAGE PRIME SERVICE PLAN FOR ALL-IN-ONE WITH EASY 3M, DX COOLING, UP TO 200K | WADVPRIME4AISP-10 | 142720
APC BY SCHNEIDER ELECTRIC | APC SYMMETRA MW 1000KW 480V STATIC SWITCH SPARE PART KIT LEVEL 2 | SYSW1000KG-SPL2 | 117130
APC BY SCHNEIDER ELECTRIC | (1) YEAR ADVANTAGE PRIME SERVICE PLAN FOR (1) IAEC25 250KW COOLING UNIT | WADVPRIME-AE-25 | 15075
APC BY SCHNEIDER ELECTRIC | GALAXY 5000 80KVA EMERGENCY SET - SPARE PART KIT LEVEL 1 | WG5T80K-SPL1 | 3000
APC BY SCHNEIDER ELECTRIC | APC SYMMETRA MW 1000KW 400V STATIC SWITCH SPARE PART KIT LEVEL 1 | SYSW1000KH-SPL1 | 40035
APC BY SCHNEIDER ELECTRIC | GALAXY 5000 20/30/40KVA EMERGENCY SET - SPARE PART KIT LEVEL 1 | WG5T20-40K-SPL1 | 2740
APC BY SCHNEIDER ELECTRIC | SPARES KIT EPS8000 800KVA IP//- LEVEL1 | WE8T800KIP-L1 | 7580
APC BY SCHNEIDER ELECTRIC | ISX0002474976-0001-ET ON 2025-2447127 | ISX0002474976-0001-ET | 31895.15
APC BY SCHNEIDER ELECTRIC | ISX0002360902-0012 ON 2025-2450032 | ISX0002360902-0012 | 79867.44
APC BY SCHNEIDER ELECTRIC | CATL LIB RACK WITH 10 X 80AH BATTERY MODULES AND 500A CONTROL BOX 2 WIRES | LIBCAT2W10X80 | 83120
APC BY SCHNEIDER ELECTRIC | APC SYMMETRA MW 400KW 400V SPARE PART KIT LEVEL 1 | SY400K400H-SPL1 | 13540
APC BY SCHNEIDER ELECTRIC | APC SYMMETRA MW 1600KW 400V SPARE PART KIT LEVEL 4 | SY1600K1600H-SPL4 | 156835
APC BY SCHNEIDER ELECTRIC | APC SYMMETRA MW 1000KW 400V SPARE PART KIT LEVEL 2 | SY1000K1000H-SPL2 | 45030
APC BY SCHNEIDER ELECTRIC | MGE GALAXY 5000 100-130 COMPREHENSIVE SET - SPARE PART KIT LEVEL 3 | WG5T100K130-SPL3 | 32420
APC BY SCHNEIDER ELECTRIC | (1) YEAR ADVANTAGE PRIME SERVICE PLAN FOR (1) IN ROW ACRD 300 AND 301 SERIES | WADVPRIME-AX-34 | 8250
APC BY SCHNEIDER ELECTRIC | SUPPORT SET SPARE PARTS LEVEL 1 | WE3SUPS10KFB1-SPL1 | 13115
APC BY SCHNEIDER ELECTRIC | SUPPORT SET SPARE PARTS LEVEL 1 | WE3SUPS15KFB1-SPL1 | 22035
APC BY SCHNEIDER ELECTRIC | MAIN FRAME EXTRUSION BLACK | NSAC2001 | 1715
APC BY SCHNEIDER ELECTRIC | (1) YEAR ADVANTAGE PLUS SERVICE PLAN FOR (1) IN ROW ACRD101 SERIES | WADVPLUS-AX-28 | 5880
APC BY SCHNEIDER ELECTRIC | 3 YEAR ECOCARE PLUS ADVANCED SERVICE PLAN FOR MODULAR DATA CENTER POWER MODULE25 | ECRPADVPFP3YSP-01 | 189710
APC BY SCHNEIDER ELECTRIC | SPARES KIT EPS8000 625KVA IP//- LEVEL2 | WE8T625KIP-L2 | 115375
APC BY SCHNEIDER ELECTRIC | HYPERPOD WINDOW - WINDOW BRUSH STRIP PASS-THROUGH | FS-WI-1004-U | 353
APC BY SCHNEIDER ELECTRIC | MGE GALAXY 4000 40-50 EMERGENCY SET - SPARE PART KIT LEVEL 1 | WG4T40K50-SPL1 | 3790
APC BY SCHNEIDER ELECTRIC | APC SYMMETRA MW 1200KW 480V SPARE PART KIT LEVEL 2 | SY1200K1200G-SPL2 | 73930
APC BY SCHNEIDER ELECTRIC | 1 YR ADV PLUS PLAN FOR 1 CHILLER W-FREECOOLING MODEL BCEF 1103A | WADVPLUS-UF-75C | 34540
APC BY SCHNEIDER ELECTRIC | ADVANTAGE PRIME SERVICE PLAN FOR ALL-IN-ONE WITH GALAXY VS, CW COOLING, UP TO 12 | WADVPRIME3BISP-06 | 62905
APC BY SCHNEIDER ELECTRIC | ADVANTAGE PLUS SERVICE PLAN FOR ALL-IN-ONE WITH SYMMETRA PX, DX COOLING, UP TO 1 | WADVPLUS2AISP-07 | 70770
APC BY SCHNEIDER ELECTRIC | (1) YEAR ADVANTAGE PLUS SERVICE PLAN FOR (1) IAEC50 500KW COOLING UNIT | WADVPLUS-AE-50 | 13160
APC BY SCHNEIDER ELECTRIC | ADVANTAGE PLUS SERVICE PLAN FOR POWER MODULE WITH GALAXY VL, CRAC COOLING, UP TO | WADVPLUS6CPSP-13 | 44225
APC BY SCHNEIDER ELECTRIC | LI-ION BATTERY 9540A - SMPS | LIBSMG95SMPS | 8645
APC BY SCHNEIDER ELECTRIC | HYPERPOD FRAME - AISLE WIDTH BEAM (X1) 6FT | FS-FM-2002-B | 295
APC BY SCHNEIDER ELECTRIC | APC SYMMETRA MW 1400KW 400V SPARE PART KIT LEVEL 3 | SY1400K1400H-SPL3 | 82910
APC BY SCHNEIDER ELECTRIC | MGE GALAXY 5000 40-80 COMPLETE SET - SPARE PART KIT LEVEL 4 | WG5T40K80-SPL4 | 42520
APC BY SCHNEIDER ELECTRIC | HYPERPOD FRAME - RAISED FLOOR SUPPORT STAND 36 | FS-FM-6004-B | 1245
APC BY SCHNEIDER ELECTRIC | MGE GALAXY 6000 380-415V SBS 800KVA COMPLETE SET - SPARE PART KIT LEVEL 3 | WG6T800K-SPL3 | 29475
APC BY SCHNEIDER ELECTRIC | HYPERPOD FRAME - POST ALIGNMENT TOOL - 4 | FS-FM-1011-U | 273
APC BY SCHNEIDER ELECTRIC | GALAXY LI-ION BATTERY CABINET IEC WITH 17 X 2.04 KWH BATTERY MODULES | LIBSESMG17IEC | 80245
APC BY SCHNEIDER ELECTRIC | ADVANTAGE PRIME SERVICE PLAN FOR POWER MODULE WITH GALAXY VL, CRAC COOLING, UP T | WADVPRIME6CPSP-16 | 69610
APC BY SCHNEIDER ELECTRIC | ISX0002293074-0005 ON 2023-2044469-3 | ISX0002293074-0005 | 212848.54
APC BY SCHNEIDER ELECTRIC | 3 YEAR ECOCARE ESSENTIAL SERVICE PLAN FOR MODULAR DATA CENTER ALL-IN-ONE 80KW-12 | ECRESSPFI3YSP-02 | 33375
APC BY SCHNEIDER ELECTRIC | (1) YR ADVANTAGE PLUS SERVICE PLAN FOR (1) GALAXY VS 30KW UPS | WADVPLUS-VS1-A30 | 4550
APC BY SCHNEIDER ELECTRIC | ADVANTAGE PLUS SERVICE PLAN FOR ALL-IN-ONE WITH SYMMETRA PX, CW COOLING, UP TO 8 | WADVPLUS2BISP-04 | 41335
APC BY SCHNEIDER ELECTRIC | (1) YR ADVANTAGE PLUS SERVICE PLAN FOR (1) GALAXY VX 500 SCALABLE TO 1250KVA UPS | WADVPLUS-VX-54 | 7410
APC BY SCHNEIDER ELECTRIC | ADVANTAGE PRIME SERVICE PLAN FOR POWER MODULE WITH GALAXY VX, CRAC COOLING, UP T | WADVPRIME7CPSP-20 | 100260
APC BY SCHNEIDER ELECTRIC | ADVANTAGE PLUS SERVICE PLAN FOR POWER MODULE WITH GALAXY VL, CRAC COOLING, UP TO | WADVPLUS6CPSP-15 | 51600
APC BY SCHNEIDER ELECTRIC | ADVANTAGE PLUS SERVICE PLAN FOR POWER MODULE WITH GALAXY VX, CRAC COOLING, UP TO | WADVPLUS7CPSP-15 | 52475
APC BY SCHNEIDER ELECTRIC | 1 YEAR ECOCARE PLUS ADVANCED SERVICE PLAN FOR MODULAR DATA CENTER ALL-IN-ONE 20K | ECRPADVPFI1YSP-01 | 46250
APC BY SCHNEIDER ELECTRIC | ADVANTAGE PRIME SERVICE PLAN FOR ALL-IN-ONE WITH GALAXY VS, DX COOLING, UP TO 10 | WADVPRIME3AISP-05 | 71600
APC BY SCHNEIDER ELECTRIC | ADVANTAGE PLUS SERVICE PLAN FOR ALL-IN-ONE WITH SYMMETRA PX, CW COOLING, UP TO 1 | WADVPLUS2BISP-05 | 41335
APC BY SCHNEIDER ELECTRIC | 3 YEAR ECOCARE ESSENTIAL SERVICE PLAN FOR MODULAR DATA CENTER ALL-IN-ONE 200KW-2 | ECRESSPFI3YSP-04 | 42940
APC BY SCHNEIDER ELECTRIC | ADVANTAGE PLUS SERVICE PLAN FOR ALL-IN-ONE WITH GALAXY VS, DX COOLING, UP TO 100 | WADVPLUS3AISP-05 | 52655
APC BY SCHNEIDER ELECTRIC | ADVANTAGE PLUS SERVICE PLAN FOR POWER MODULE WITH GALAXY VX, CRAC COOLING, UP TO | WADVPLUS7CPSP-16 | 52325
APC BY SCHNEIDER ELECTRIC | 5 YEAR ECOCARE ESSENTIAL SERVICE PLAN FOR MODULAR DATA CENTER POWER MODULE 250KW | ECRESSPFP5YSP-01 | 74000
APC BY SCHNEIDER ELECTRIC | ADVANTAGE PLUS SERVICE PLAN FOR ALL-IN-ONE WITH SYMMETRA PX, DX COOLING, UP TO 1 | WADVPLUS2AISP-05 | 66300
APC BY SCHNEIDER ELECTRIC | ADVANTAGE PLUS SERVICE PLAN FOR POWER MODULE WITH GALAXY VL, CRAC COOLING, UP TO | WADVPLUS6CPSP-16 | 53545
APC BY SCHNEIDER ELECTRIC | (1) YR ADVANTAGE PLUS SERVICE PLAN FOR (1) EASY UPS 3S UL 30KVA UPS | WADVPLUS-EZU-30 | 7080
APC BY SCHNEIDER ELECTRIC | ADVANTAGE PLUS SERVICE PLAN FOR ALL-IN-ONE WITH SYMMETRA PX, CW COOLING, UP TO 1 | WADVPLUS2BISP-08 | 56615
APC BY SCHNEIDER ELECTRIC | MODULAR BATTERY REPLACEMENT SERVICE - (9) GVSBTH4 9AH FOR (1) GALAXY VS UPS OR G | WMBRS9-MB9-GVS | 43835
APC BY SCHNEIDER ELECTRIC | ISX0002421353-0012 ON 2025-2451809 | ISX0002421353-0012 | 474714.22
APC BY SCHNEIDER ELECTRIC | ADVANTAGE PRIME SERVICE PLAN FOR POWER MODULE WITH GALAXY VX, DX COOLING, UP TO | WADVPRIME7APSP-19 | 136720
APC BY SCHNEIDER ELECTRIC | 1 YEAR ADVANTAGE PLUS SERVICE PLAN FOR 1 DX UNISPLIT CEILING OR WALL MOUNT UNIT | WADVPLUS-UF-45 | 7470
APC BY SCHNEIDER ELECTRIC | ECOCARE SYSTEM LEVEL 2H SLA UPGRADE FOR MODULAR DATA CENTER, 3 YR | ECRPFUPGFSR2H3Y | 12770
APC BY SCHNEIDER ELECTRIC | ADVANTAGE PRIME SERVICE PLAN FOR POWER MODULE WITH GALAXY VL, DX COOLING, UP TO | WADVPRIME6APSP-16 | 111790
APC BY SCHNEIDER ELECTRIC | ECOCONSULT AUDIT FOR SINGLE-PHASE UPS, 31-40 CLOSETS, UP TO 100 ASSETS PER SITE | FSC1016 | 5175
APC BY SCHNEIDER ELECTRIC | ADVANTAGE PRIME SERVICE PLAN FOR POWER MODULE WITH GALAXY VL, DX COOLING, UP TO | WADVPRIME6APSP-19 | 146955
APC BY SCHNEIDER ELECTRIC | 3 YEAR ECOCARE ESSENTIAL SERVICE PLAN FOR MODULAR DATA CENTER POWER MODULE 250KW | ECRESSPFP3YSP-01 | 45340
APC BY SCHNEIDER ELECTRIC | ADVANTAGE PRIME SERVICE PLAN FOR ALL-IN-ONE WITH GALAXY VS, CW COOLING, UP TO 10 | WADVPRIME3BISP-05 | 44780
APC BY SCHNEIDER ELECTRIC | (1) YEAR ADVANTAGE PLUS SERVICE PLAN FOR (1) IAEC25 250KW COOLING UNIT | WADVPLUS-AE-25 | 8565
APC BY SCHNEIDER ELECTRIC | ADVANTAGE PRIME SERVICE PLAN FOR ALL-IN-ONE WITH SYMMETRA PX, DX COOLING, UP TO | WADVPRIME2AISP-04 | 70475
APC BY SCHNEIDER ELECTRIC | ADVANTAGE PRIME SERVICE PLAN FOR ALL-IN-ONE WITH EASY3M, DX COOLING, UP TO 80KW | WADVPRIME4AISP-04 | 72305
APC BY SCHNEIDER ELECTRIC | (1) YEAR ADVANTAGE PRIME SERVICE PLAN FOR (1) IAEC50 500KW COOLING UNIT | WADVPRIME-AE-50 | 24755
APC BY SCHNEIDER ELECTRIC | ADVANTAGE PRIME SERVICE PLAN FOR POWER MODULE WITH GALAXY VL, DX COOLING, UP TO | WADVPRIME6APSP-18 | 143985
APC BY SCHNEIDER ELECTRIC | ADVANTAGE PRIME SERVICE PLAN FOR ALL-IN-ONE WITH SYMMETRA PX, DX COOLING, UP TO | WADVPRIME2AISP-05 | 79555
APC BY SCHNEIDER ELECTRIC | ADVANTAGE PRIME SERVICE PLAN FOR ALL-IN-ONE WITH EASY 3S, CW COOLING, UP TO 20KW | WADVPRIME1BISP-01 | 30255
APC BY SCHNEIDER ELECTRIC | ADVANTAGE PLUS SERVICE PLAN FOR POWER MODULE WITH GALAXY VX, CRAC COOLING, UP TO | WADVPLUS7CPSP-19 | 63010
APC BY SCHNEIDER ELECTRIC | 5 YEAR ECOCARE PLUS ADVANCED SERVICE PLAN FOR MODULAR DATA CENTER POWER MODULE 1 | ECRPADVPFP5YSP-03 | 615645
APC BY SCHNEIDER ELECTRIC | ECOCARE SYSTEM LEVEL 4H SLA UPGRADE FOR MODULAR DATA CENTER, 1 YR | ECRPFUPGFSR4H1Y | 3730
APC BY SCHNEIDER ELECTRIC | ECOCARE RETROFIT SERVICE FOR NETWORK AND GATEWAY, INSTALLATION AND CONFIGURATION | ECRRFPF-N | 12540
APC BY SCHNEIDER ELECTRIC | (1) YR ADVANTAGE PLUS SERVICE PLAN FOR (1) GALAXY VS 40KW UPS | WADVPLUS-VS1-A40 | 4550
APC BY SCHNEIDER ELECTRIC | ADVANTAGE PLUS SERVICE PLAN FOR POWER MODULE WITH GALAXY VX, DX COOLING, UP TO 2 | WADVPLUS7APSP-20 | 121985
APC BY SCHNEIDER ELECTRIC | (1) YR ADVANTAGE PLUS SERVICE PLAN FOR (1) GALAXY VS 100 TO 150KVA UPS | WADVPLUS-VS3-A150 | 5850
APC BY SCHNEIDER ELECTRIC | ADVANTAGE PRIME SERVICE PLAN FOR POWER MODULE WITH GALAXY VX, DX COOLING, UP TO | WADVPRIME7APSP-17 | 113925
APC BY SCHNEIDER ELECTRIC | ADVANTAGE PRIME SERVICE PLAN FOR ALL-IN-ONE WITH EASY 3M, DX COOLING, UP TO 60KW | WADVPRIME4AISP-03 | 63590
APC BY SCHNEIDER ELECTRIC | (1) YR ADVANTAGE PRIME SERVICE PLAN FOR (1) EASY UPS 3S UL 30KVA UPS | WADVPRIME-EZU-30 | 10620
APC BY SCHNEIDER ELECTRIC | ECOCARE UPS ONLY PREVENTIVE MAINTENANCE FOR MODULAR DATA CENTER, 1YR | ECRPFUPGUPSPMV1Y | 4970
APC BY SCHNEIDER ELECTRIC | ADVANTAGE PLUS SERVICE PLAN FOR ALL-IN-ONE WITH EASY 3M, CW COOLING, UP TO 120KW | WADVPLUS4BISP-06 | 51815
APC BY SCHNEIDER ELECTRIC | ADVANTAGE PRIME SERVICE PLAN FOR ALL-IN-ONE WITH GALAXY VS, CW COOLING, UP TO 60 | WADVPRIME3BISP-03 | 42290
APC BY SCHNEIDER ELECTRIC | ADVANTAGE PLUS SERVICE PLAN FOR ALL-IN-ONE WITH GALAXY VS, CW COOLING, UP TO 20K | WADVPLUS3BISP-01 | 25645
APC BY SCHNEIDER ELECTRIC | ECOCONSULT AUDIT FOR SINGLE-PHASE UPS, 21-30 CLOSETS, UP TO 75 ASSETS PER SITE | FSC1012 | 4140
APC BY SCHNEIDER ELECTRIC | ADVANTAGE PLUS SERVICE PLAN FOR ALL-IN-ONE WITH GALAXY VS, DX COOLING, UP TO 80K | WADVPLUS3AISP-04 | 51200
APC BY SCHNEIDER ELECTRIC | ADVANTAGE PRIME SERVICE PLAN FOR ALL-IN-ONE WITH GALAXY VS, CW COOLING, UP TO 80 | WADVPRIME3BISP-04 | 44780
APC BY SCHNEIDER ELECTRIC | 5 YEAR ECOCARE ESSENTIAL SERVICE PLAN FOR MODULAR DATA CENTER ALL-IN-ONE 80KW-12 | ECRESSPFI5YSP-02 | 54475
APC BY SCHNEIDER ELECTRIC | ADVANTAGE PLUS SERVICE PLAN FOR ALL-IN-ONE WITH EASY 3M, CW COOLING, UP TO 200KW | WADVPLUS4BISP-10 | 58605
APC BY SCHNEIDER ELECTRIC | ADVANTAGE PRIME SERVICE PLAN FOR POWER MODULE WITH GALAXY VL, DX COOLING, UP TO | WADVPRIME6CPSP-14 | 55405
APC BY SCHNEIDER ELECTRIC | 1 YEAR ECOCARE ESSENTIAL SERVICE PLAN FOR MODULAR DATA CENTER POWER MODULE 1750K | ECRESSPFP1YSP-03 | 30385
APC BY SCHNEIDER ELECTRIC | (1) YR ADVANTAGE PLUS SERVICE PLAN FOR (1) GALAXY VS 50KW 400 OR 480V UPS | WADVPLUS-VS1-A50 | 4550
APC BY SCHNEIDER ELECTRIC | (1) YR ADVANTAGE PLUS SERVICE PLAN FOR (1) GALAXY VX 500 SCALABLE TO 1500KVA UPS | WADVPLUS-VX-55 | 7410
APC BY SCHNEIDER ELECTRIC | ADVANTAGE PRIME SERVICE PLAN FOR ALL-IN-ONE WITH EASY 3M, CW COOLING, UP TO 200K | WADVPRIME4BISP-10 | 70325
APC BY SCHNEIDER ELECTRIC | ADVANTAGE PRIME SERVICE PLAN FOR POWER MODULE WITH GALAXY VX, CRAC COOLING, UP T | WADVPRIME7CPSP-16 | 69065
APC BY SCHNEIDER ELECTRIC | (1) YR ADVANTAGE PLUS SERVICE PLAN FOR (1) GALAXY VS 80 TO 100KW UPS | WADVPLUS-VS2-A100 | 4835
APC BY SCHNEIDER ELECTRIC | ECOCONSULT AUDIT FOR SINGLE-PHASE UPS, 1-10 CLOSETS, UP TO 25 ASSETS PER SITE | FSC1004 | 1555
APC BY SCHNEIDER ELECTRIC | ADVANTAGE PLUS SERVICE PLAN FOR ALL-IN-ONE WITH EASY 3M, DX COOLING, UP TO 140KW | WADVPLUS4AISP-07 | 61095
APC BY SCHNEIDER ELECTRIC | (1) YEAR ADVANTAGE PLUS SERVICE PLAN FOR (1) GALAXY 3500 OR SUVT 80 KVA UPS | WADVPLUS-G3-28 | 5275
APC BY SCHNEIDER ELECTRIC | ADVANTAGE PLUS SERVICE PLAN FOR ALL-IN-ONE WITH GALAXY VS, CW COOLING, UP TO 80K | WADVPLUS3BISP-04 | 34450
APC BY SCHNEIDER ELECTRIC | ADVANTAGE PRIME SERVICE PLAN FOR ALL-IN-ONE WITH EASY 3M, CW COOLING, UP TO 120K | WADVPRIME4BISP-06 | 62180
APC BY SCHNEIDER ELECTRIC | (1) YR ADVANTAGE PRIME SERVICE PLAN FOR (1) EASY UPS 3S UL 40KVA UPS | WADVPRIME-EZU-40 | 10845
APC BY SCHNEIDER ELECTRIC | ADVANTAGE PLUS SERVICE PLAN FOR ALL-IN-ONE WITH SYMMETRA PX, DX COOLING, UP TO 1 | WADVPLUS2AISP-08 | 79715
APC BY SCHNEIDER ELECTRIC | ADVANTAGE PRIME SERVICE PLAN FOR POWER MODULE WITH GALAXY VL, CRAC COOLING, UP T | WADVPRIME6CPSP-17 | 80125
APC BY SCHNEIDER ELECTRIC | 3 YEAR ECOCARE ESSENTIAL SERVICE PLAN FOR MODULAR DATA CENTER POWER MODULE 1000K | ECRESSPFP3YSP-02 | 54910
APC BY SCHNEIDER ELECTRIC | 1 YR ADVANTAGE ECOSTRUXURE ASSET ADVISOR PLUS PREDICT SERVICE FOR (1) CHILLER | WADVEAACPLUS-UF-00 | 632
APC BY SCHNEIDER ELECTRIC | ADVANTAGE PRIME SERVICE PLAN FOR POWER MODULE WITH GALAXY VL, DX COOLING, UP TO | WADVPRIME6APSP-14 | 59340
APC BY SCHNEIDER ELECTRIC | ADVANTAGE PLUS SERVICE PLAN FOR ALL-IN-ONE WITH EASY 3M, DX COOLING, UP TO 180KW | WADVPLUS4AISP-09 | 90185
APC BY SCHNEIDER ELECTRIC | ECOCARE SYSTEM LEVEL 4H SLA UPGRADE FOR MODULAR DATA CENTER, 5 YR | ECRPFUPGFSR4H5Y | 17715
APC BY SCHNEIDER ELECTRIC | ADVANTAGE PLUS SERVICE PLAN FOR ALL-IN-ONE WITH GALAXY VS, DX COOLING, UP TO 120 | WADVPLUS3AISP-06 | 59930
APC BY SCHNEIDER ELECTRIC | ADVANTAGE PLUS SERVICE PLAN FOR ALL-IN-ONE WITH SYMMETRA PX, DX COOLING, UP TO 1 | WADVPLUS2AISP-06 | 70770
APC BY SCHNEIDER ELECTRIC | ADVANTAGE PRIME SERVICE PLAN FOR POWER MODULE WITH GALAXY VL, CRAC COOLING, UP T | WADVPRIME6CPSP-13 | 50860
APC BY SCHNEIDER ELECTRIC | ECOCARE RETROFIT SERVICE FOR LOW VOLTAGE PANEL, WIRING EXISTING PANEL FOR COMMUN | ECRLVRFPF-B | 6270
APC BY SCHNEIDER ELECTRIC | ADVANTAGE PRIME SERVICE PLAN FOR ALL-IN-ONE WITH EASY 3S, DX COOLING, UP TO 40KW | WADVPRIME1AISP-02 | 62645
APC BY SCHNEIDER ELECTRIC | 3 YEAR ECOCARE PLUS ADVANCED SERVICE PLAN FOR MODULAR DATA CENTER POWER MODULE 1 | ECRPADVPFP3YSP-03 | 377165
APC BY SCHNEIDER ELECTRIC | ADVANTAGE PRIME SERVICE PLAN FOR ALL-IN-ONE WITH EASY 3M, DX COOLING, UP TO 100K | WADVPRIME4AISP-05 | 70880
APC BY SCHNEIDER ELECTRIC | 5 YEAR ECOCARE ESSENTIAL SERVICE PLAN FOR MODULAR DATA CENTER ALL-IN-ONE 20KW-60 | ECRESSPFI5YSP-01 | 47445
APC BY SCHNEIDER ELECTRIC | 1 YEAR ECOCARE ESSENTIAL SERVICE PLAN FOR MODULAR DATA CENTER POWER MODULE 250KW | ECRESSPFP1YSP-01 | 15580
APC BY SCHNEIDER ELECTRIC | ADVANTAGE PRIME SERVICE PLAN FOR ALL-IN-ONE WITH EASY 3S, CW COOLING, UP TO 40KW | WADVPRIME1BISP-02 | 35540
APC BY SCHNEIDER ELECTRIC | ADVANTAGE PLUS SERVICE PLAN FOR ALL-IN-ONE WITH EASY 3M, DX COOLING, UP TO 100KW | WADVPLUS4AISP-05 | 54695
APC BY SCHNEIDER ELECTRIC | 1 YR ADVANTAGE ECOSTRUXURE ASSET ADVISOR PLUS PREDICT SERVICE FOR (1) 3P UPS 501 | WADVEAAPLUS-AA-04 | 912
APC BY SCHNEIDER ELECTRIC | ISX0002470199-0009 ON 2025-2452762 | ISX0002470199-0009 | 278433.81
APC BY SCHNEIDER ELECTRIC | APC RACK PDU 9000 SWITCHED, ZEROU, 30A, 200/208V, (21) C13 & (3) C19 TAA | APDU9941US | 2820
APC BY SCHNEIDER ELECTRIC | ADVANTAGE PRIME SERVICE PLAN FOR ALL-IN-ONE WITH EASY 3M, CW COOLING, UP TO 100K | WADVPRIME4BISP-05 | 56970
APC BY SCHNEIDER ELECTRIC | ADVANTAGE PRIME SERVICE PLAN FOR ALL-IN-ONE WITH EASY 3M, CW COOLING, UP TO 160K | WADVPRIME4BISP-08 | 63085
APC BY SCHNEIDER ELECTRIC | ADVANTAGE PLUS SERVICE PLAN FOR POWER MODULE WITH GALAXY VL, DX COOLING, UP TO 1 | WADVPLUS6APSP-19 | 113040
APC BY SCHNEIDER ELECTRIC | ADVANTAGE PLUS SERVICE PLAN FOR POWER MODULE WITH GALAXY VL, DX COOLING, UP TO 1 | WADVPLUS6APSP-16 | 89440
APC BY SCHNEIDER ELECTRIC | ADVANTAGE PRIME SERVICE PLAN FOR POWER MODULE WITH GALAXY VL, DX COOLING, UP TO | WADVPRIME6APSP-13 | 54525
APC BY SCHNEIDER ELECTRIC | ADVANTAGE PLUS SERVICE PLAN FOR ALL-IN-ONE WITH EASY 3S, CW COOLING, UP TO 40KW | WADVPLUS1BISP-02 | 28435
APC BY SCHNEIDER ELECTRIC | ADVANTAGE PLUS SERVICE PLAN FOR POWER MODULE WITH GALAXY VX, DX COOLING, UP TO 1 | WADVPLUS7APSP-19 | 113935
APC BY SCHNEIDER ELECTRIC | ADVANTAGE PLUS SERVICE PLAN FOR ALL-IN-ONE WITH GALAXY VS, CW COOLING, UP TO 100 | WADVPLUS3BISP-05 | 35825
APC BY SCHNEIDER ELECTRIC | APC DRY CONTACT I/O SMARTSLOT CARD | AP9614 | 525
APC BY SCHNEIDER ELECTRIC | ADVANTAGE PRIME SERVICE PLAN FOR POWER MODULE WITH GALAXY VL, DX COOLING, UP TO | WADVPRIME6APSP-20 | 169530
APC BY SCHNEIDER ELECTRIC | 1 YEAR ECOCARE ESSENTIAL SERVICE PLAN FOR MODULAR DATA CENTER POWER MODULE 1000K | ECRESSPFP1YSP-02 | 18870
APC BY SCHNEIDER ELECTRIC | (1) YR ADVANTAGE PRIME SERVICE PLAN FOR (1) EASY UPS 3S UL 10-15KVA UPS | WADVPRIME-EZU-15 | 10160
APC BY SCHNEIDER ELECTRIC | 1 YR ADVANTAGE ECOSTRUXURE ASSET ADVISOR PLUS PREDICT SERVICE FOR (1) 3P UPS 151 | WADVEAAPLUS-AA-03 | 912
APC BY SCHNEIDER ELECTRIC | ADVANTAGE PLUS SERVICE PLAN FOR ALL-IN-ONE WITH SYMMETRA PX, DX COOLING, UP TO 2 | WADVPLUS2AISP-01 | 41900
APC BY SCHNEIDER ELECTRIC | ADVANTAGE PRIME SERVICE PLAN FOR ALL-IN-ONE WITH SYMMETRA PX, CW COOLING, UP TO | WADVPRIME2BISP-01 | 37875
APC BY SCHNEIDER ELECTRIC | ADVANTAGE PLUS SERVICE PLAN FOR ALL-IN-ONE WITH GALAXY VS, DX COOLING, UP TO 20K | WADVPLUS3AISP-01 | 39275
APC BY SCHNEIDER ELECTRIC | ECOCARE SYSTEM LEVEL PREVENTIVE MAINTENANCE FOR MODULAR DATA CENTER, 5 YR | ECRPFUPGPMV5Y | 29495
APC BY SCHNEIDER ELECTRIC | ECOCARE SYSTEM LEVEL 8H SLA UPGRADE FOR MODULAR DATA CENTER, 1 YR | ECRPFUPGFSR8H1Y | 2195
APC BY SCHNEIDER ELECTRIC | ADVANTAGE PRIME SERVICE PLAN FOR ALL-IN-ONE WITH GALAXY VS, DX COOLING, UP TO 60 | WADVPRIME3AISP-03 | 60970
APC BY SCHNEIDER ELECTRIC | (1) YR ADVANTAGE PLUS SERVICE PLAN FOR (1) GALAXY VL 200KW UPS | WADVPLUS-VL-200 | 8240
APC BY SCHNEIDER ELECTRIC | ADVANTAGE PLUS SERVICE PLAN FOR ALL-IN-ONE WITH EASY 3S, CW COOLING, UP TO 20KW | WADVPLUS1BISP-01 | 25215
APC BY SCHNEIDER ELECTRIC | ADVANTAGE PLUS SERVICE PLAN FOR ALL-IN-ONE WITH GALAXY VS, CW COOLING, UP TO 120 | WADVPLUS3BISP-06 | 52420
APC BY SCHNEIDER ELECTRIC | ADVANTAGE PRIME SERVICE PLAN FOR ALL-IN-ONE WITH SYMMETRA PX, DX COOLING, UP TO | WADVPRIME2AISP-01 | 52380
APC BY SCHNEIDER ELECTRIC | ADVANTAGE PLUS SERVICE PLAN FOR ALL-IN-ONE WITH GALAXY VS, CW COOLING, UP TO 140 | WADVPLUS3BISP-07 | 61375
APC BY SCHNEIDER ELECTRIC | ADVANTAGE PLUS SERVICE PLAN FOR ALL-IN-ONE WITH SYMMETRA PX, DX COOLING, UP TO 8 | WADVPLUS2AISP-04 | 58735
APC BY SCHNEIDER ELECTRIC | ADVANTAGE PRIME SERVICE PLAN FOR POWER MODULE WITH GALAXY VX, DX COOLING, UP TO | WADVPRIME7APSP-15 | 86090
APC BY SCHNEIDER ELECTRIC | (1) YEAR ADVANTAGE PLUS SERVICE PLAN FOR (1) ANRD PMM 75 TO 300 KVA | WADVPLUS-PM-60 | 3115
APC BY SCHNEIDER ELECTRIC | ECOCARE COOLING EXPERTISE AND ON-BOARDING FOR NEW MODULAR DATA CENTER DURING FIR | ECRFSRCLE1Y | 5015
APC BY SCHNEIDER ELECTRIC | ADVANTAGE PLUS SERVICE PLAN FOR ALL-IN-ONE WITH EASY3M, DX COOLING, UP TO 80KW | WADVPLUS4AISP-04 | 53240
APC BY SCHNEIDER ELECTRIC | 5 YEAR ECOCARE PLUS ADVANCED SERVICE PLAN FOR MODULAR DATA CENTER ALL-IN-ONE 200 | ECRPADVPFI5YSP-04 | 394740
APC BY SCHNEIDER ELECTRIC | ADVANTAGE PRIME SERVICE PLAN FOR POWER MODULE WITH GALAXY VX, DX COOLING, UP TO | WADVPRIME7CPSP-14 | 57445
APC BY SCHNEIDER ELECTRIC | ADVANTAGE PLUS SERVICE PLAN FOR POWER MODULE WITH GALAXY VX, DX COOLING, UP TO 5 | WADVPLUS7CPSP-14 | 49955
APC BY SCHNEIDER ELECTRIC | 1 YR ADV PLUS PLAN FOR 1 AIR COOLED CHILLER MODEL XRAC 5622A - 6422A | WADVPLUS-UF-55C | 17335
APC BY SCHNEIDER ELECTRIC | ECOCARE SYSTEM LEVEL 8H SLA UPGRADE FOR MODULAR DATA CENTER, 3 YR | ECRPFUPGFSR8H3Y | 6385
APC BY SCHNEIDER ELECTRIC | ECOCARE UPS ONLY PREVENTIVE MAINTENANCE FOR MODULAR DATA CENTER, 3YR | ECRPFUPGUPSPMV3Y | 14455
APC BY SCHNEIDER ELECTRIC | ADVANTAGE PLUS SERVICE PLAN FOR ALL-IN-ONE WITH EASY 3M, CW COOLING, UP TO 80KW | WADVPLUS4BISP-04 | 37665
APC BY SCHNEIDER ELECTRIC | ADVANTAGE PLUS SERVICE PLAN FOR ALL-IN-ONE WITH SYMMETRA PX, CW COOLING, UP TO 6 | WADVPLUS2BISP-03 | 42020
APC BY SCHNEIDER ELECTRIC | ECOCARE COOLING ONLY PREVENTIVE MAINTENANCE FOR MODULAR DATA CENTER, 1YR | ECRPFUPGCLPMV1Y | 4970
APC BY SCHNEIDER ELECTRIC | ADVANTAGE PLUS SERVICE PLAN FOR POWER MODULE WITH GALAXY VX, CRAC COOLING, UP TO | WADVPLUS7CPSP-13 | 46165
APC BY SCHNEIDER ELECTRIC | ECOCARE SYSTEM LEVEL PREVENTIVE MAINTENANCE FOR MODULAR DATA CENTER, 1 YR | ECRPFUPGPMV1Y | 6210
APC BY SCHNEIDER ELECTRIC | ADVANTAGE PLUS SERVICE PLAN FOR ALL-IN-ONE WITH EASY 3M, CW COOLING, UP TO 60KW | WADVPLUS4BISP-03 | 34030
APC BY SCHNEIDER ELECTRIC | 1 YEAR ECOCARE PLUS ADVANCED SERVICE PLAN FOR MODULAR DATA CENTER POWER MODULE 2 | ECRPADVPFP1YSP-01 | 65195
APC BY SCHNEIDER ELECTRIC | ADVANTAGE PRIME SERVICE PLAN FOR POWER MODULE WITH GALAXY VL, CRAC COOLING, UP T | WADVPRIME6CPSP-20 | 113580
APC BY SCHNEIDER ELECTRIC | 5 YEAR ECOCARE ESSENTIAL SERVICE PLAN FOR MODULAR DATA CENTER ALL-IN-ONE 140KW-1 | ECRESSPFI5YSP-03 | 62285
APC BY SCHNEIDER ELECTRIC | ADVANTAGE PRIME SERVICE PLAN FOR POWER MODULE WITH GALAXY VX, CRAC COOLING, UP T | WADVPRIME7CPSP-15 | 63495
APC BY SCHNEIDER ELECTRIC | ADVANTAGE PRIME SERVICE PLAN FOR ALL-IN-ONE WITH EASY 3M, DX COOLING, UP TO 180K | WADVPRIME4AISP-09 | 109445
APC BY SCHNEIDER ELECTRIC | (1) YEAR ADVANTAGE PLUS SERVICE PLAN FOR (1) IN ROW ACRH 301 SERIES | WADVPLUS-AX-36 | 8535
APC BY SCHNEIDER ELECTRIC | (1) YR ADVANTAGE PLUS SERVICE PLAN FOR (1) EASY UPS 3S UL 10-15KVA UPS | WADVPLUS-EZU-15 | 6775
APC BY SCHNEIDER ELECTRIC | ADVANTAGE PRIME SERVICE PLAN FOR POWER MODULE WITH GALAXY VX, CRAC COOLING, UP T | WADVPRIME7CPSP-19 | 88215
APC BY SCHNEIDER ELECTRIC | ISX0002477818-0002 ON 2025-2458520 | ISX0002477818-0002 | 160539.1
APC BY SCHNEIDER ELECTRIC | ISX0002478428-0002 ON 2025-2458549 | ISX0002478428-0002 | 226884.96
APC BY SCHNEIDER ELECTRIC | 5 YEAR ECOCARE PLUS ADVANCED SERVICE PLAN FOR MODULAR DATA CENTER POWER MODULE 1 | ECRPADVPFP5YSP-02 | 395875
APC BY SCHNEIDER ELECTRIC | 1 YR ADV PLUS PLAN FOR 1 AIR-COOL FREE COOLING CHILLER MODEL XRAF 5622A - 6422A | WADVPLUS-UF-56C | 19105
APC BY SCHNEIDER ELECTRIC | 5 YEAR ECOCARE ESSENTIAL SERVICE PLAN FOR MODULAR DATA CENTER ALL-IN-ONE 200KW-2 | ECRESSPFI5YSP-04 | 70085
APC BY SCHNEIDER ELECTRIC | 1 YEAR ECOCARE PLUS ADVANCED SERVICE PLAN FOR MODULAR DATA CENTER POWER MODULE 1 | ECRPADVPFP1YSP-03 | 129610
APC BY SCHNEIDER ELECTRIC | ADVANTAGE PRIME SERVICE PLAN FOR ALL-IN-ONE WITH SYMMETRA PX, CW COOLING, UP TO | WADVPRIME2BISP-02 | 39660
APC BY SCHNEIDER ELECTRIC | ADVANTAGE PLUS SERVICE PLAN FOR POWER MODULE WITH GALAXY VX, DX COOLING, UP TO 2 | WADVPLUS7APSP-13 | 44515
APC BY SCHNEIDER ELECTRIC | ADVANTAGE PLUS SERVICE PLAN FOR ALL-IN-ONE WITH SYMMETRA PX, DX COOLING, UP TO 4 | WADVPLUS2AISP-02 | 52875
APC BY SCHNEIDER ELECTRIC | ADVANTAGE PLUS SERVICE PLAN FOR POWER MODULE WITH GALAXY VL, CRAC COOLING, UP TO | WADVPLUS6CPSP-19 | 76830
APC BY SCHNEIDER ELECTRIC | 1 YEAR ADVANTAGE PLAN FOR LI-ION SMART-UPS L16 | WADVPLN1P-SPL-16 | 3590
APC BY SCHNEIDER ELECTRIC | ADVANTAGE PLUS SERVICE PLAN FOR POWER MODULE WITH GALAXY VL, DX COOLING, UP TO 5 | WADVPLUS6APSP-14 | 53945
APC BY SCHNEIDER ELECTRIC | ADVANTAGE PRIME SERVICE PLAN FOR ALL-IN-ONE WITH SYMMETRA PX, DX COOLING, UP TO | WADVPRIME2AISP-03 | 57585
APC BY SCHNEIDER ELECTRIC | ADVANTAGE PRIME SERVICE PLAN FOR ALL-IN-ONE WITH SYMMETRA PX, DX COOLING, UP TO | WADVPRIME2AISP-06 | 91995
APC BY SCHNEIDER ELECTRIC | ADVANTAGE PRIME SERVICE PLAN FOR ALL-IN-ONE WITH EASY 3M, DX COOLING, UP TO 120K | WADVPRIME4AISP-06 | 76580
APC BY SCHNEIDER ELECTRIC | 1 YEAR ECOCARE ESSENTIAL SERVICE PLAN FOR MODULAR DATA CENTER ALL-IN-ONE 200KW-2 | ECRESSPFI1YSP-04 | 14755
APC BY SCHNEIDER ELECTRIC | ADVANTAGE PLUS SERVICE PLAN FOR POWER MODULE WITH GALAXY VX, CRAC COOLING, UP TO | WADVPLUS7CPSP-17 | 56360
APC BY SCHNEIDER ELECTRIC | ADVANTAGE PLUS SERVICE PLAN FOR POWER MODULE WITH GALAXY VX, DX COOLING, UP TO 1 | WADVPLUS7APSP-18 | 104485
APC BY SCHNEIDER ELECTRIC | ADVANTAGE PRIME SERVICE PLAN FOR ALL-IN-ONE WITH SYMMETRA PX, DX COOLING, UP TO | WADVPRIME2AISP-07 | 91995
APC BY SCHNEIDER ELECTRIC | ADVANTAGE PLUS SERVICE PLAN FOR ALL-IN-ONE WITH SYMMETRA PX, CW COOLING, UP TO 1 | WADVPLUS2BISP-06 | 43690
APC BY SCHNEIDER ELECTRIC | 1 YR ADVANTAGE PLUS PLAN FOR FWCV36L2 OR FWCV40L2 | WADVPLUS-UF-28A | 16905
APC BY SCHNEIDER ELECTRIC | ADVANTAGE PRIME SERVICE PLAN FOR ALL-IN-ONE WITH EASY 3S, DX COOLING, UP TO 20KW | WADVPRIME1AISP-01 | 58350
APC BY SCHNEIDER ELECTRIC | 3 YEAR ECOCARE ESSENTIAL SERVICE PLAN FOR MODULAR DATA CENTER POWER MODULE 1750K | ECRESSPFP3YSP-03 | 88410
APC BY SCHNEIDER ELECTRIC | ISX0002475716-0006 ON 2025-2453748 | ISX0002475716-0006 | 34480.08
APC BY SCHNEIDER ELECTRIC | ADVANTAGE PRIME SERVICE PLAN FOR POWER MODULE WITH GALAXY VX, DX COOLING, UP TO | WADVPRIME7APSP-14 | 64815
APC BY SCHNEIDER ELECTRIC | ADVANTAGE PLUS SERVICE PLAN FOR ALL-IN-ONE WITH SYMMETRA PX, CW COOLING, UP TO 1 | WADVPLUS2BISP-07 | 46030
APC BY SCHNEIDER ELECTRIC | ADVANTAGE PRIME SERVICE PLAN FOR POWER MODULE WITH GALAXY VL, DX COOLING, UP TO | WADVPRIME6APSP-15 | 100380
APC BY SCHNEIDER ELECTRIC | ADVANTAGE PRIME SERVICE PLAN FOR ALL-IN-ONE WITH SYMMETRA PX, CW COOLING, UP TO | WADVPRIME2BISP-07 | 55240
APC BY SCHNEIDER ELECTRIC | 5 YEAR ECOCARE ESSENTIAL SERVICE PLAN FOR MODULAR DATA CENTER POWER MODULE 1000K | ECRESSPFP5YSP-02 | 89625
APC BY SCHNEIDER ELECTRIC | START-UP SERVICE 5X8 FOR POWER SKID WITH GALAXY VX UP TO 1250KW | WSTRTUP5X87ASSP-17 | 46945
APC BY SCHNEIDER ELECTRIC | START-UP SERVICE 5X8 FOR ALL-IN-ONE WITH GALAXY VS, CW COOLING, UP TO 80KW | WSTRTUP5X83BISP-04 | 36165
APC BY SCHNEIDER ELECTRIC | START-UP SERVICE 5X8 FOR POWER SKID WITH GALAXY VX UP TO 1000KW | WSTRTUP5X87ASSP-16 | 46945
APC BY SCHNEIDER ELECTRIC | 1 YEAR ON-SITE WARRANTY EXT FOR (1) GALAXY VS 60 TO 80KVA UPS | W O E 1 Y R - V S 3 - A 7 5 | 5370
APC BY SCHNEIDER ELECTRIC | 1 YEAR ON-SITE WARRANTY EXTENSION FOR (1) IN ROW ACRD 300 AND 301 SERIES | WOE1YR-AX-34 | 8040
APC BY SCHNEIDER ELECTRIC | START-UP SERVICE 7X24 FOR (1) I(1) IN ROW ACRH 301 SERIES | WSTRTUP7X24-AX-36 | 6750
APC BY SCHNEIDER ELECTRIC | START-UP SERVICE 5X8 FOR ALL-IN-ONE WITH EASY 3M, DX COOLING, UP TO 160KW | WSTRTUP5X84AISP-08 | 44265
APC BY SCHNEIDER ELECTRIC | START-UP SERVICE 5X8 FOR ALL-IN-ONE WITH GALAXY VL, DX COOLING, UP TO 200KW | WSTRTUP5X86AISP-10 | 51290
APC BY SCHNEIDER ELECTRIC | START-UP SERVICE 5X8 FOR POWER SKID WITH GALAXY VX UP TO 1500KW | WSTRTUP5X87ASSP-18 | 56130
APC BY SCHNEIDER ELECTRIC | START-UP SERVICE 5X8 FOR POWER SKID WITH GALAXY VX UP TO 750KW | WSTRTUP5X87ASSP-15 | 46945
APC BY SCHNEIDER ELECTRIC | START-UP SERVICE 5X8 FOR ALL-IN-ONE WITH GALAXY VS, CW COOLING, UP TO 100KW | WSTRTUP5X83BISP-05 | 36165
APC BY SCHNEIDER ELECTRIC | START-UP SERVICE 5X8 FOR ALL-IN-ONE WITH SYMMETRA PX, CW COOLING, UP TO 40KW | WSTRTUP5X82BISP-02 | 35890
APC BY SCHNEIDER ELECTRIC | START-UP SERVICE 5X8 FOR ALL-IN-ONE WITH GALAXY VS, CW COOLING, UP TO 40KW | WSTRTUP5X83BISP-02 | 32650
APC BY SCHNEIDER ELECTRIC | START-UP SERVICE 5X8 FOR POWER MODULE WITH GALAXY VX, CRAC COOLING, UP TO 1000KW | WSTRTUP5X87CPSP-16 | 78730
APC BY SCHNEIDER ELECTRIC | START-UP SERVICE 5X8 FOR ALL-IN-ONE WITH GALAXY VL, DX COOLING, UP TO 240KW | WSTRTUP5X86AISP-12 | 56695
APC BY SCHNEIDER ELECTRIC | START-UP SERVICE 5X8 FOR ALL-IN-ONE WITH SYMMETRA PX, DX COOLING, UP TO 60KW | WSTRTUP5X82AISP-03 | 39135
APC BY SCHNEIDER ELECTRIC | START-UP SERVICE 5X8 FOR ALL-IN-ONE WITH GALAXY VS, CW COOLING, UP TO 120KW | WSTRTUP5X83BISP-06 | 37515
APC BY SCHNEIDER ELECTRIC | SCHEDULED ASSEMBLY SERVICE 5X8 FOR (1) 5U RACK DISTRIBUTION PANEL | WASSEMPDU5X8-PD-20 | 3455
APC BY SCHNEIDER ELECTRIC | START-UP SERVICE 5X8 FOR ALL-IN-ONE WITH GALAXY VS, CW COOLING, UP TO 60KW | WSTRTUP5X83BISP-03 | 36165
APC BY SCHNEIDER ELECTRIC | (1) ASSEMBLY SERVICE FOR (9) CABINETS LI-ION BATTERY SOLUTION | WASSEMEXBAT-LB-09 | 20455
APC BY SCHNEIDER ELECTRIC | START-UP SERVICE 5X8 FOR ALL-IN-ONE WITH EASY 3S, DX COOLING, UP TO 40KW | WSTRTUP5X81AISP-02 | 32110
APC BY SCHNEIDER ELECTRIC | START-UP SERVICE 5X8 FOR ALL-IN-ONE WITH GALAXY VL, CW COOLING, UP TO 240KW | WSTRTUP5X86BISP-12 | 50215
APC BY SCHNEIDER ELECTRIC | START-UP SERVICE 5X8 FOR ALL-IN-ONE WITH EASY 3M, CW COOLING, UP TO 160KW | WSTRTUP5X84BISP-08 | 44265
APC BY SCHNEIDER ELECTRIC | START-UP SERVICE 5X8 FOR ALL-IN-ONE WITH GALAXY VL, CW COOLING, UP TO 200KW | WSTRTUP5X86BISP-10 | 46970
APC BY SCHNEIDER ELECTRIC | START-UP SERVICE 5X8 FOR ALL-IN-ONE WITH GALAXY VM, CW COOLING, UP TO 200KW | WSTRTUP5X85BISP-10 | 46970
APC BY SCHNEIDER ELECTRIC | START-UP SERVICE 5X8 FOR POWER MODULE WITH GALAXY VX, CRAC COOLING, UP TO 1750KW | WSTRTUP5X87CPSP-19 | 106785
APC BY SCHNEIDER ELECTRIC | (1) ASSEMBLY SERVICE FOR (11) CABINETS LI-ION BATTERY SOLUTION | WASSEMEXBAT-LB-11 | 24155
APC BY SCHNEIDER ELECTRIC | START-UP SERVICE 5X8 FOR POWER MODULE WITH GALAXY VL, CRAC COOLING, UP TO 1750KW | WSTRTUP5X86CPSP-19 | 105250
APC BY SCHNEIDER ELECTRIC | (1) ASSEMBLY SERVICE FOR (14) CABINETS LI-ION BATTERY SOLUTION | WASSEMEXBAT-LB-14 | 31425
APC BY SCHNEIDER ELECTRIC | ASSEMBLY SERVICE 5X8 FOR (1) GALAXY VX 500 SCALABLE TO 1500KVA UPS | WASSEM-VX-55 | 19775
APC BY SCHNEIDER ELECTRIC | START-UP SERVICE 5X8 FOR ALL-IN-ONE WITH GALAXY VS, DX COOLING, UP TO 100KW | WSTRTUP5X83AISP-05 | 39135
APC BY SCHNEIDER ELECTRIC | (1) STARTUP SERVICE FOR (15) CABINETS LI-ION BATTERY SOLUTION | WSTRTUP-LB-15 | 17085
APC BY SCHNEIDER ELECTRIC | START-UP SERVICE 5X8 FOR ALL-IN-ONE WITH EASY 3S, CW COOLING, UP TO 40KW | WSTRTUP5X81BISP-02 | 31845
APC BY SCHNEIDER ELECTRIC | (1) ASSEMBLY SERVICE FOR (5) CABINETS LI-ION BATTERY SOLUTION | WASSEMEXBAT-LB-05 | 11970
APC BY SCHNEIDER ELECTRIC | START-UP SERVICE 5X8 FOR ALL-IN-ONE WITH GALAXY VM, CW COOLING, UP TO 220KW | WSTRTUP5X85BISP-11 | 50215
APC BY SCHNEIDER ELECTRIC | (1) ASSEMBLY SERVICE FOR (3) CABINETS LI-ION BATTERY SOLUTION | WASSEMEXBAT-LB-03 | 8910
APC BY SCHNEIDER ELECTRIC | START-UP SERVICE 5X8 FOR POWER SKID WITH GALAXY VL UP TO 1250KW | WSTRTUP5X86ASSP-17 | 50190
APC BY SCHNEIDER ELECTRIC | START-UP SERVICE 5X8 FOR ALL-IN-ONE WITH SYMMETRA PX, CW COOLING, UP TO 80KW | WSTRTUP5X82BISP-04 | 39405
APC BY SCHNEIDER ELECTRIC | START-UP SERVICE 5X8 FOR POWER SKID WITH GALAXY VL UP TO 1000KW | WSTRTUP5X86ASSP-16 | 46405
APC BY SCHNEIDER ELECTRIC | START-UP SERVICE 5X8 FOR (1) EASY UPS 3S UL 20KVA UPS | WSTRTUP-EZU-20 | 5050
APC BY SCHNEIDER ELECTRIC | START-UP SERVICE 5X8 FOR ALL-IN-ONE WITH EASY 3M, CW COOLING, UP TO 80KW | WSTRTUP5X84BISP-04 | 36165
APC BY SCHNEIDER ELECTRIC | START-UP SERVICE 5X8 FOR ALL-IN-ONE WITH GALAXY VM, DX COOLING, UP TO 200KW | WSTRTUP5X85AISP-10 | 51290
APC BY SCHNEIDER ELECTRIC | START-UP SERVICE 5X8 FOR ALL-IN-ONE WITH EASY 3M, CW COOLING, UP TO 100KW | WSTRTUP5X84BISP-05 | 36165
APC BY SCHNEIDER ELECTRIC | START-UP SERVICE 5X8 FOR POWER MODULE WITH GALAXY VX, CRAC COOLING, UP TO 250KW | WSTRTUP5X87CPSP-13 | 63425
APC BY SCHNEIDER ELECTRIC | START-UP SERVICE 5X8 FOR POWER SKID WITH GALAXY VX UP TO 2000KW | WSTRTUP5X87ASSP-20 | 56130
APC BY SCHNEIDER ELECTRIC | START-UP SERVICE 5X8 FOR ALL-IN-ONE WITH SYMMETRA PX, DX COOLING, UP TO 140KW | WSTRTUP5X82AISP-07 | 44000
APC BY SCHNEIDER ELECTRIC | START-UP SERVICE 5X8 FOR ALL-IN-ONE WITH GALAXY VS, DX COOLING, UP TO 140KW | WSTRTUP5X83AISP-07 | 40755
APC BY SCHNEIDER ELECTRIC | START-UP SERVICE 7X24 FOR INROOM CHILLED WATER 28-87KW | WSTRTUP7X24-AX-25 | 3800
APC BY SCHNEIDER ELECTRIC | (1) STARTUP SERVICE FOR (7) CABINETS LI-ION BATTERY SOLUTION | WSTRTUP-LB-07 | 9540
APC BY SCHNEIDER ELECTRIC | BACK UPS PRO BN 1350VA, 10 OUTLETS, 2 USB CHARGING PORTS, AVR, LCD INTERFACE, CA | BN1350M2-CA | 480
APC BY SCHNEIDER ELECTRIC | START-UP SERVICE 5X8 FOR ALL-IN-ONE WITH EASY 3M, DX COOLING, UP TO 180KW | WSTRTUP5X84AISP-09 | 56475
APC BY SCHNEIDER ELECTRIC | ASSEMBLY AND STARTUP FOR (1) EASY UPS 3S UL 40KVA UPS INCLUDING INTERNAL BATTERY | WASSEMSTRT-EZU-40 | 6570
APC BY SCHNEIDER ELECTRIC | SMART-UPS MODULAR ULTRA UPS COMMUNICATION CARD | SRYLFSU1 | 314
APC BY SCHNEIDER ELECTRIC | (1) ASSEMBLY SERVICE FOR (7) CABINETS LI-ION BATTERY SOLUTION | WASSEMEXBAT-LB-07 | 15925
APC BY SCHNEIDER ELECTRIC | (1) ASSEMBLY SERVICE FOR (10) CABINETS LI-ION BATTERY SOLUTION | WASSEMEXBAT-LB-10 | 23660
APC BY SCHNEIDER ELECTRIC | START-UP SERVICE 5X8 FOR ALL-IN-ONE WITH EASY 3M, DX COOLING, UP TO 120KW | WSTRTUP5X84AISP-06 | 40755
APC BY SCHNEIDER ELECTRIC | NETSHELTER SX 42U 600MM WIDE X 1070MM DEEP ENCLOSURE WITH SIDES BLACK -2K LBS. S | AR3100SPX846 | 35410
APC BY SCHNEIDER ELECTRIC | (1) YEAR ADVANTAGE PLUS SERVICE PLAN FOR (1) SYMMETRA MW 1600KVA | WADVPLUS-MW-15 | 19595
APC BY SCHNEIDER ELECTRIC | (1) YEAR ADVANTAGE PLUS SERVICE PLAN FOR (1) EPS 8000 1100 TO 1125 KVA UPS | WADVPLUS-E8-11 | 14095
APC BY SCHNEIDER ELECTRIC | (1) COMPLETE AC INPUT CAPACITOR REPLACEMENT SERVICE LABOR FOR (1) EPS 6000 UPS 7 | WACINCAP-E6-C2 | 4900
APC BY SCHNEIDER ELECTRIC | NETSHELTER SX COLOCATION 2 X 23U (48U) 600MM WIDE X 1200MM DEEP ENCLOSURE WITH S | AR3200X907 | 7275
APC BY SCHNEIDER ELECTRIC | SCHEDULED ASSEMBLY SERVICE 5X8 FOR SYMMETRA MW 400-600KW | WASSEMUPS5X8-MW-09 | 13275
APC BY SCHNEIDER ELECTRIC | START-UP SERVICE 5X8 FOR POWER MODULE WITH GALAXY VL, CRAC COOLING, UP TO 2000KW | WSTRTUP5X86CPSP-20 | 122530
APC BY SCHNEIDER ELECTRIC | 5X8 SCHEDULED ASSEMBLY SERVICE FOR (7) RACKS | WASSEM5X8-RK-07 | 11590
APC BY SCHNEIDER ELECTRIC | 1 YEAR EXTENDED WARRANTY FOR LI-ION SMART-UPS L11 | WEXTWAR1YR-SPL-11 | 112
APC BY SCHNEIDER ELECTRIC | NETSHELTER RACK PDU 10000 ROPE LEAK SENSOR | APDU1308 | 872
APC BY SCHNEIDER ELECTRIC | RACK PDU 2G, SWITCHED, ZEROU, 20A, 100-120V, (24) 5-20R, FULL PAINT AETNA GREEN | AP8930GRNX874 | 1775
APC BY SCHNEIDER ELECTRIC | (1) STARTUP SERVICE FOR (5) CABINETS LI-ION BATTERY SOLUTION | WSTRTUP-LB-05 | 7700
APC BY SCHNEIDER ELECTRIC | SCHEDULED ASSEMBLY SERVICE 5X8 FOR SYMMETRA MW 1200-1600KW | WASSEMUPS5X8-MW-11 | 35025
APC BY SCHNEIDER ELECTRIC | IT POWER DISTRIBUTION MODULE 1X3 POLE 4 WIRE 30A L1530 1680CM | PDM3430L1530-3P-1680 | 2465
APC BY SCHNEIDER ELECTRIC | NETSHELTER SX COLOCATION 2 X 20U 750MM WIDE X 1200MM DEEP ENCLOSURE WITH SIDES B | AR3200X774 | 7845
APC BY SCHNEIDER ELECTRIC | START-UP SERVICE 5X8 FOR ALL-IN-ONE WITH SYMMETRA PX, DX COOLING, UP TO 40KW | WSTRTUP5X82AISP-02 | 36165
APC BY SCHNEIDER ELECTRIC | NETSHELTER RACK PDU 10000 SENSOR HUB | APDU1300 | 308
APC BY SCHNEIDER ELECTRIC | START-UP SERVICE 5X8 FOR POWER MODULE WITH GALAXY VL, DX COOLING, UP TO 750KW | WSTRTUP5X86APSP-15 | 70450
APC BY SCHNEIDER ELECTRIC | GALAXY 3500 REVITALIZATION FOR (1) 15 KVA 208V UPS 3:3 WITH ADVANTAGE SERVICE PL | WMPRS1F-G3-15-3A | 23135
APC BY SCHNEIDER ELECTRIC | SCHEDULING UPGRADE TO 7X24 FOR MPRS | WUPGMPRS7X24-MP-00 | 2070
APC BY SCHNEIDER ELECTRIC | APC NETSHELTER RACK PDU ADVANCED, SWITCHED METERED OUTLET, 14.4KW, 3PH, 208V 50A | APDU11451SM | 7765
APC BY SCHNEIDER ELECTRIC | SERVICES PARTNER ENABLEMENT ONSITE ESSENTIAL SINGLE PHASE UPS SECURE POWER 1 YEA | PRNONSESSSP1Y
APC BY SCHNEIDER ELECTRIC | STARTUP & INTEGRATION SERVICE FOR (1) LEVEL 2 MDC | WSTRTUP-MDC-02 | 4855
APC BY SCHNEIDER ELECTRIC | NETSHELTER SX 45U 600MM WIDE X 1200MM DEEP ENCLOSURE WITH SIDES AND NO DOORS BLA | AR3305X610 | 4545
APC BY SCHNEIDER ELECTRIC | (1) ASSEMBLY SERVICE FOR (12) CABINETS LI-ION BATTERY SOLUTION | WASSEMEXBAT-LB-12 | 27055
APC BY SCHNEIDER ELECTRIC | (1) STARTUP SERVICE FOR (6) CABINETS LI-ION BATTERY SOLUTION | WSTRTUP-LB-06 | 8370
APC BY SCHNEIDER ELECTRIC | START-UP SERVICE 5X8 FOR ALL-IN-ONE WITH SYMMETRA PX, DX COOLING, UP TO 20KW | WSTRTUP5X82AISP-01 | 35080
APC BY SCHNEIDER ELECTRIC | ASSEMBLY AND STARTUP FOR (1) EASY UPS 3S UL 20KVA UPS INCLUDING INTERNAL BATTERY | WASSEMSTRT-EZU-20 | 6225
APC BY SCHNEIDER ELECTRIC | ASSEMBLY SERVICE 5X8 FOR (1) GALAXY VX 750 SCALABLE TO 1500KVA UPS | WASSEM-VX-79 | 25930
APC BY SCHNEIDER ELECTRIC | START-UP SERVICE 5X8 FOR ALL-IN-ONE WITH GALAXY VS, DX COOLING, UP TO 80KW | WSTRTUP5X83AISP-04 | 37515
APC BY SCHNEIDER ELECTRIC | START-UP SERVICE 5X8 FOR ALL-IN-ONE WITH SYMMETRA PX, DX COOLING, UP TO 80KW | WSTRTUP5X82AISP-04 | 40755
APC BY SCHNEIDER ELECTRIC | START-UP SERVICE 5X8 FOR (1) EASY UPS 3S UL 40KVA UPS | WSTRTUP-EZU-40 | 5245
APC BY SCHNEIDER ELECTRIC | ASSEMBLY SERVICE SUPPORT FOR NETSHELTER AISLE CONTAINMENT, SHORT (UP TO 7M), 5X8 | WASSEMNSACS-AX-20 | 2090
APC BY SCHNEIDER ELECTRIC | START-UP SERVICE 5X8 FOR POWER SKID WITH GALAXY VL UP TO 1750KW | WSTRTUP5X86ASSP-19 | 55050
APC BY SCHNEIDER ELECTRIC | (1) STARTUP SERVICE FOR (11) CABINETS LI-ION BATTERY SOLUTION | WSTRTUP-LB-11 | 13425
APC BY SCHNEIDER ELECTRIC | START-UP SERVICE 5X8 FOR POWER MODULE WITH GALAXY VX, DX COOLING, UP TO 1750KW | WSTRTUP5X87APSP-19 | 105770
APC BY SCHNEIDER ELECTRIC | START-UP SERVICE 5X8 FOR POWER MODULE WITH GALAXY VX, CRAC COOLING, UP TO 1500KW | WSTRTUP5X87CPSP-18 | 105070
APC BY SCHNEIDER ELECTRIC | START-UP SERVICE 5X8 FOR ALL-IN-ONE WITH GALAXY VL, CW COOLING, UP TO 220KW | WSTRTUP5X86BISP-11 | 50215
APC BY SCHNEIDER ELECTRIC | START-UP SERVICE 5X8 FOR POWER MODULE WITH GALAXY VX, CRAC COOLING, UP TO 750KW | WSTRTUP5X87CPSP-15 | 63965
APC BY SCHNEIDER ELECTRIC | APC SMART-UPS LITHIUM ION 1500VA SHORT DEPTH RM 120V SMARTCONNECT TAA-COMPLIANT | SMTL1500RM3UCUS | 3680
APC BY SCHNEIDER ELECTRIC | SCHEDULED ASSEMBLY SERVICE 5X8 FOR (1) REMOTE DISTRIBUTION PANEL | WASSEMRDP5X8-PX-40 | 2485
APC BY SCHNEIDER ELECTRIC | START-UP SERVICE 5X8 FOR POWER MODULE WITH GALAXY VX, DX COOLING, UP TO 500KW | WSTRTUP5X87CPSP-14 | 62885
APC BY SCHNEIDER ELECTRIC | START-UP SERVICE 7X24 FOR NETWORKAIR CW 28-87 KW | WSTRTUP7X24-AX-22 | 2935
APC BY SCHNEIDER ELECTRIC | START-UP SERVICE 5X8 FOR ALL-IN-ONE WITH SYMMETRA PX, CW COOLING, UP TO 100KW | WSTRTUP5X82BISP-05 | 39405
APC BY SCHNEIDER ELECTRIC | START-UP SERVICE 5X8 FOR ALL-IN-ONE WITH EASY 3M, DX COOLING, UP TO 200KW | WSTRTUP5X84AISP-10 | 56475
APC BY SCHNEIDER ELECTRIC | ID AND RELAY CONTROLLER BOARD FOR SYIOF500KMBR - SPARE PART | WSYIDRC | 1069.2
APC BY SCHNEIDER ELECTRIC | APC SYMMETRA PX EXTERNAL SWITCH GEAR BOARD - SPARE PART | WSYEXSG2 | 1015.2
APC BY SCHNEIDER ELECTRIC | NETWORK MANAGEMENT CARD FOR SYIOF500KMBR - SPARE PART | WAP9635 | 2174.4
APC BY SCHNEIDER ELECTRIC | PCB ASSY RELAY BOARD - SPARE PART | 0J-0P4713 | 478.8
APC BY SCHNEIDER ELECTRIC | PCB ASSY EPO CONNECTION & TRIP BRD ECT | 0J-0P4711AA | 307.8
APC BY SCHNEIDER ELECTRIC | 10-IN DISPLAY SYMMETRA PX 250/500 | 0J-0N-9586SYPX | 5536.8
APC BY SCHNEIDER ELECTRIC | RACK PDU 2G, METERED, ZEROU, 30A, 200/208V, (36) C13 & (6) C19 TAA | AP8841US | 1645
APC BY SCHNEIDER ELECTRIC | RACK PDU 2G, METERED, ZEROU, 20A, 100-120V, (24) 5-20R TAA | AP8830US | 1440
APC BY SCHNEIDER ELECTRIC | ASSY MY06 DST CB4X10A FRNT TRM | 0M-DCD-06-004 | 805
APC BY SCHNEIDER ELECTRIC | MAIN UNIT-4800 | 0M-9306 | 19850
APC BY SCHNEIDER ELECTRIC | ASSY MX06100-GMTFSETB-60ABKR | 0M-91051 | 2865
APC BY SCHNEIDER ELECTRIC | (1) STARTUP SERVICE FOR (12) CABINETS LI-ION BATTERY SOLUTION | WSTRTUP-LB-12 | 14865
APC BY SCHNEIDER ELECTRIC | (1) STARTUP SERVICE FOR (9) CABINETS LI-ION BATTERY SOLUTION | WSTRTUP-LB-09 | 11210
APC BY SCHNEIDER ELECTRIC | (1) STARTUP SERVICE FOR (14) CABINETS LI-ION BATTERY SOLUTION | WSTRTUP-LB-14 | 16415
APC BY SCHNEIDER ELECTRIC | START-UP SERVICE 7X24 FOR (1) 3.5KW SPLIT SYSTEM UNIT | WSTRTUP7X24-AX-07 | 5965
APC BY SCHNEIDER ELECTRIC | START-UP SERVICE 5X8 FOR POWER SKID WITH GALAXY VL UP TO 2000KW | WSTRTUP5X86ASSP-20 | 55050
APC BY SCHNEIDER ELECTRIC | START-UP SERVICE 5X8 FOR ALL-IN-ONE WITH EASY 3M, DX COOLING, UP TO 140KW | WSTRTUP5X84AISP-07 | 40755
APC BY SCHNEIDER ELECTRIC | START-UP SERVICE 5X8 FOR POWER SKID WITH GALAXY VL UP TO 750KW | WSTRTUP5X86ASSP-15 | 46405
APC BY SCHNEIDER ELECTRIC | START-UP SERVICE 5X8 FOR POWER SKID WITH GALAXY VL UP TO 1500KW | WSTRTUP5X86ASSP-18 | 51270
APC BY SCHNEIDER ELECTRIC | START-UP SERVICE 5X8 FOR POWER SKID WITH GALAXY VX UP TO 500KW | WSTRTUP5X87ASSP-14 | 46405
APC BY SCHNEIDER ELECTRIC | START-UP SERVICE 5X8 FOR POWER SKID WITH GALAXY VL UP TO 500KW | WSTRTUP5X86ASSP-14 | 42085
APC BY SCHNEIDER ELECTRIC | ISX0002482505-0003 ON 2025-2467540 | ISX0002482505-0003 | 46806.62
APC BY SCHNEIDER ELECTRIC | ISX0002474366-0004 ON 2025-2466560 | ISX0002474366-0004 | 184317.53
APC BY SCHNEIDER ELECTRIC | APC NETSHELTER RACK PDU ADVANCED, METERED, 3PH, 17.3KW, 208V, 60A, 460P9, 42 OUT | APDU11452ME | 5155
APC BY SCHNEIDER ELECTRIC | ISX0002475097-0017 ON 2025-2467817 | ISX0002475097-0017 | 25105.32
APC BY SCHNEIDER ELECTRIC | ISX0002472707-0002 ON 2025-2468782 | ISX0002472707-0002 | 207509.69
APC BY SCHNEIDER ELECTRIC | APC SMART-UPS MODULAR ULTRA INTELLIGENCE MODULE | SRYLIM | 4365
APC BY SCHNEIDER ELECTRIC | SMART-UPS HIGH DENSITY MODULAR UPS FRAME ELECTRONICS MODULE, 125A | SRYLFSU6A | 14940
APC BY SCHNEIDER ELECTRIC | SMART-UPS HIGH DENSITY MODULAR UPS FRAME ELECTRONICS MODULE, 100A | SRYLFSU6B | 15035
APC BY SCHNEIDER ELECTRIC | ASSEMBLY SERVICE FOR (1) GALAXY VL 400KVA | WASSEM-VL-400 | 4840
APC BY SCHNEIDER ELECTRIC | APC BACK-UPS ES 6 OUTLET 425VA, 120V, LAM | BE425M-LM | 135
APC BY SCHNEIDER ELECTRIC | APC RACK PDU 9000 SWITCHED, ZEROU, 11.0KW, 230V, (21) C13 & (3) C19, 3.5M CORD, | APDU9981EU3X968 | 4060
APC BY SCHNEIDER ELECTRIC | START-UP SERVICE 5X8 FOR ALL-IN-ONE WITH GALAXY VS, DX COOLING, UP TO 60KW | WSTRTUP5X83AISP-03 | 35890
APC BY SCHNEIDER ELECTRIC | NETSHELTER SX 48U 750MM WIDE X 1200MM DEEP NETWORKING ENCLOSURE WITH SIDES WHITE | AR3347W | 7145
APC BY SCHNEIDER ELECTRIC | RACK PDU 2G, METERED, ZEROU, 11KW, 230V, (36) C13 & (6) C19, FULL PAINT RED | AP8881RED | 2790
APC BY SCHNEIDER ELECTRIC | START-UP SERVICE 5X8 FOR POWER MODULE WITH GALAXY VX, CRAC COOLING, UP TO 2000KW | WSTRTUP5X87CPSP-20 | 124275
APC BY SCHNEIDER ELECTRIC | START-UP SERVICE 5X8 FOR ALL-IN-ONE WITH SYMMETRA PX, CW COOLING, UP TO 60KW | WSTRTUP5X82BISP-03 | 38055
APC BY SCHNEIDER ELECTRIC | START-UP SERVICE 5X8 FOR POWER MODULE WITH GALAXY VL, DX COOLING, UP TO 500KW | WSTRTUP5X86APSP-14 | 61805
APC BY SCHNEIDER ELECTRIC | OUTLET GRID CUT-OUT 291X29MM | NSYCAG291LPF | 126
APC BY SCHNEIDER ELECTRIC | ISX0002484011-0001-ET ON 2025-2462469-1 | ISX0002484011-0001-ET | 135728.32
APC BY SCHNEIDER ELECTRIC | START-UP SERVICE 5X8 FOR ALL-IN-ONE WITH EASY 3M, CW COOLING, UP TO 180KW | WSTRTUP5X84BISP-09 | 56475
APC BY SCHNEIDER ELECTRIC | START-UP SERVICE 5X8 FOR POWER MODULE WITH GALAXY VX, DX COOLING, UP TO 1250KW | WSTRTUP5X87APSP-17 | 92690
APC BY SCHNEIDER ELECTRIC | NETSHELTER SX 42U 800MM WIDE X 1200MM DEEP ENCLOSURE WITH SIDES, NETWORKING ROOF | AR3380X662 | 6670
APC BY SCHNEIDER ELECTRIC | IT POWER DISTRIBUTION MODULE 1X3 POLE 4 WIRE 30A L1530 680CM | PDM3430L1530-3P-680 | 1665
APC BY SCHNEIDER ELECTRIC | APC RACK PDU 9000 SWITCHED, ZEROU, 8.6KW, 208V, (21) C13 & (3) C19, 3.5M CORD | APDU9965X969 | 4145
APC BY SCHNEIDER ELECTRIC | RACK PDU 2G, SWITCHED, ZEROU, 30A, 120/208V, (16) 5-20R (7) C13 (1) C19, FULL PA | AP8970GRNX874 | 2690
APC BY SCHNEIDER ELECTRIC | START-UP SERVICE 5X8 FOR ALL-IN-ONE WITH GALAXY VS, DX COOLING, UP TO 40KW | WSTRTUP5X83AISP-02 | 32920
APC BY SCHNEIDER ELECTRIC | RACK PDU 2G, METERED, ZEROU, 11KW, 230V, (36) C13 & (6) C19, BLUE SILKSCREEN | AP8881BLUX667 | 2580
APC BY SCHNEIDER ELECTRIC | RACK PDU 2G, METERED, ZEROU, 23.0KW, 240V, (48) C13 & (12) C19, FOR 60U SX | AP8888X892 | 4765
APC BY SCHNEIDER ELECTRIC | START-UP SERVICE 5X8 FOR POWER MODULE WITH GALAXY VL, DX COOLING, UP TO 1500KW | WSTRTUP5X86APSP-18 | 103820
APC BY SCHNEIDER ELECTRIC | RACK PDU 2G, METERED, ZEROU, 23.0KW, 240V, (30) C13 & (12) C19, FULL PAINT BLUE | AP8888BLU | 4670
APC BY SCHNEIDER ELECTRIC | RACK PDU 2G, SWITCHED, ZEROU, 20A, 100-120V, (24) 5-20R, FULL PAINT AETNA ORANGE | AP8930NRGX874 | 1775
APC BY SCHNEIDER ELECTRIC | START-UP SERVICE 5X8 FOR ALL-IN-ONE WITH EASY3M, DX COOLING, UP TO 80KW | WSTRTUP5X84AISP-04 | 37515
APC BY SCHNEIDER ELECTRIC | SCHEDULED ASSEMBLY SERVICE 5X8 FOR (1) EXTERNAL BATTERY FRAME FOR SYMMETRA 250/5 | WASSEMEXBAT-NX-83 | 6895
APC BY SCHNEIDER ELECTRIC | DATA CABLE PARTITION, NETSHELTER, 750MM WIDE, PASS-THROUGH, WHITE | AR8173WHT | 213
APC BY SCHNEIDER ELECTRIC | STARTUP & INTEGRATION SERVICE FOR (1) LEVEL 1 MDC | WSTRTUP-MDC-01 | 4510
APC BY SCHNEIDER ELECTRIC | RACK PDU, BASIC, 1U, 14.5KW, (13) C13 OUTLETS | AP7556X900 | 1905
APC BY SCHNEIDER ELECTRIC | NETSHELTER SX 42U 750MM WIDE X 1200MM DEEP SERVER ENCLOSURE WITH SIDES WHITE, FO | AR3350WX832 | 6800
APC BY SCHNEIDER ELECTRIC | APC NETSHELTER RACK PDU ADVANCED, SWITCHED METERED OUTLET, 8.6KW, 3PH, 208V 30A, | APDU11351SM | 5965
APC BY SCHNEIDER ELECTRIC | APC NETSHELTER RACK PDU ADVANCED, METERED, 5.0KW, 1PH, 208V, 30A, L6-30P, 40 OUT | APDU11151ME | 2550
APC BY SCHNEIDER ELECTRIC | START-UP SERVICE 5X8 FOR ALL-IN-ONE WITH GALAXY VS, CW COOLING, UP TO 20KW | WSTRTUP5X83BISP-01 | 30760
APC BY SCHNEIDER ELECTRIC | START-UP SERVICE 5X8 FOR POWER MODULE WITH GALAXY VX, DX COOLING, UP TO 1500KW | WSTRTUP5X87APSP-18 | 103935
APC BY SCHNEIDER ELECTRIC | START-UP SERVICE 5X8 FOR ALL-IN-ONE WITH EASY 3S, CW COOLING, UP TO 20KW | WSTRTUP5X81BISP-01 | 29950
APC BY SCHNEIDER ELECTRIC | START-UP SERVICE 5X8 FOR POWER SKID WITH GALAXY VL UP TO 250KW | WSTRTUP5X86ASSP-13 | 42085
APC BY SCHNEIDER ELECTRIC | START-UP SERVICE 5X8 FOR ALL-IN-ONE WITH SYMMETRA PX, CW COOLING, UP TO 160KW | WSTRTUP5X82BISP-08 | 46430
APC BY SCHNEIDER ELECTRIC | START-UP SERVICE 5X8 FOR POWER SKID WITH GALAXY VX UP TO 250KW | WSTRTUP5X87ASSP-13 | 46405
APC BY SCHNEIDER ELECTRIC | ASSY BLANK CB SNAP IN PANEL | 0M-3396 | 2.5
APC BY SCHNEIDER ELECTRIC | KIT -FUSE BAY LVD | 0M-9264 | 652
APC BY SCHNEIDER ELECTRIC | STARTUP & INTEGRATION SERVICE FOR (1) LEVEL 3 MDC | WSTRTUP-MDC-03 | 6340
APC BY SCHNEIDER ELECTRIC | START-UP SERVICE 5X8 FOR (1) EASY UPS 3S UL 30KVA UPS | WSTRTUP-EZU-30 | 5150
APC BY SCHNEIDER ELECTRIC | START-UP SERVICE 5X8 FOR POWER MODULE WITH GALAXY VL, CRAC COOLING, UP TO 750KW | WSTRTUP5X86CPSP-15 | 63425
APC BY SCHNEIDER ELECTRIC | START-UP SERVICE 5X8 FOR POWER MODULE WITH GALAXY VL, CRAC COOLING, UP TO 1500KW | WSTRTUP5X86CPSP-18 | 105060
APC BY SCHNEIDER ELECTRIC | START-UP SERVICE 5X8 FOR (1) IN ROW ACRD101 SERIES | WSTRTUP5X8-AX-28 | 3060
APC BY SCHNEIDER ELECTRIC | START-UP SERVICE 5X8 FOR POWER MODULE WITH GALAXY VL, DX COOLING, UP TO 500KW | WSTRTUP5X86CPSP-14 | 59105
APC BY SCHNEIDER ELECTRIC | START-UP SERVICE 5X8 FOR POWER MODULE WITH GALAXY VL, CRAC COOLING, UP TO 250KW | WSTRTUP5X86CPSP-13 | 59105
APC BY SCHNEIDER ELECTRIC | START-UP SERVICE 5X8 FOR POWER MODULE WITH GALAXY VL, CRAC COOLING, UP TO 1000KW | WSTRTUP5X86CPSP-16 | 78060
APC BY SCHNEIDER ELECTRIC | SCHEDULED ASSEMBLY SERVICE 5X8 FOR (1) IN ROW ACRH 301 SERIES | WASSEM5X8-AX-36 | 4060
APC BY SCHNEIDER ELECTRIC | (1) ASSEMBLY SERVICE FOR (6) CABINETS LI-ION BATTERY SOLUTION | WASSEMEXBAT-LB-06 | 14395
APC BY SCHNEIDER ELECTRIC | NETSHELTER SX 48U 750MM WIDE X 1200MM DEEP ENCLOSURE, WITHOUT SIDES, WITHOUT FRO | AR3357WX930 | 5000
APC BY SCHNEIDER ELECTRIC | START-UP SERVICE 5X8 FOR POWER MODULE WITH GALAXY VX, DX COOLING, UP TO 2000KW | WSTRTUP5X87APSP-20 | 121780
APC BY SCHNEIDER ELECTRIC | SCHEDULED ASSEMBLY SERVICE FOR SYMMETRA PX 64 KW UPS WITH PDU AND ESSENTIAL XR F | WASSEMUPS5X8-PX-72 | 8875
APC BY SCHNEIDER ELECTRIC | (1) STARTUP SERVICE FOR (16) CABINETS LI-ION BATTERY SOLUTION | WSTRTUP-LB-16 | 19115
APC BY SCHNEIDER ELECTRIC | START-UP SERVICE 5X8 FOR (1) EASY UPS 3S UL 10-15KVA UPS | WSTRTUP-EZU-15 | 4945
APC BY SCHNEIDER ELECTRIC | ASSEMBLY SERVICE FOR (1) GALAXY VL 300KVA | WASSEM-VL-300 | 4670
APC BY SCHNEIDER ELECTRIC | ASSEMBLY, START-UPS, AND INTEGRATION SERVICE FOR (1) LEVEL 3 MICRO DC | WINSTL-MDC-03 | 14800
APC BY SCHNEIDER ELECTRIC | START-UP SERVICE 7X24 FOR HIGH-DENSITY COOLING ENCLOSURE | WSTRTUP7X24-AX-60 | 7265
APC BY SCHNEIDER ELECTRIC | START-UP SERVICE 5X8 FOR POWER MODULE WITH GALAXY VX, CRAC COOLING, UP TO 1250KW | WSTRTUP5X87CPSP-17 | 86105
APC BY SCHNEIDER ELECTRIC | START-UP SERVICE 5X8 FOR ALL-IN-ONE WITH GALAXY VS, DX COOLING, UP TO 120KW | WSTRTUP5X83AISP-06 | 40755
APC BY SCHNEIDER ELECTRIC | ISX0002471604-0008 ON 2025-2477196 | ISX0002471604-0008 | 329803.52
APC BY SCHNEIDER ELECTRIC | ASSY FAN MODULE AVC | 0J-0M-816226 | 1377
APC BY SCHNEIDER ELECTRIC | CABLE ASSY THERMISTOR PROBE 300MM | 0J-0W10898 | 99
APC BY SCHNEIDER ELECTRIC | RC FLOAT SWITCH BULK MOUNT 1 F/O - SPARE PART | W0N-0279 | 126
APC BY SCHNEIDER ELECTRIC | APC NETSHELTER RACK PDU ADVANCED, METERED, 8.6KW, 3PH, 208V, 30A, L21-30P, 42 OU | APDU11351ME | 3250
APC BY SCHNEIDER ELECTRIC | SCHEDULING UPGRADE TO 7X24 FOR MBRS | WUPGMBRS7X24-MB-00 | 1350
APC BY SCHNEIDER ELECTRIC | START-UP SERVICE 5X8 FOR ALL-IN-ONE WITH EASY 3M, DX COOLING, UP TO 60KW | WSTRTUP5X84AISP-03 | 35890
APC BY SCHNEIDER ELECTRIC | NETSHELTER SX 42U 800MM WIDE X 1070MM DEEP ENCLOSURE WITH SIDES BLACK | AR3180X266 | 5150
APC BY SCHNEIDER ELECTRIC | IT POWER DISTRIBUTION MODULE 1X3 POLE 4 WIRE 30A L1530 500CM | PDM3430L1530-3P-500 | 1585
APC BY SCHNEIDER ELECTRIC | START-UP SERVICE 5X8 FOR POWER MODULE WITH GALAXY VL, DX COOLING, UP TO 1250KW | WSTRTUP5X86APSP-17 | 96680
APC BY SCHNEIDER ELECTRIC | RACK PDU 2G, METERED, ZEROU, 10.0KW, 208V, (36) C13 & (6) C19, BLUE PAINT | AP8868BLU | 2655
APC BY SCHNEIDER ELECTRIC | (1) ASSEMBLY SERVICE FOR (16) CABINETS LI-ION BATTERY SOLUTION | WASSEMEXBAT-LB-16 | 37930
APC BY SCHNEIDER ELECTRIC | RACK PDU 2G, METERED, ZEROU, 23.0KW, 240V, (30) C13 & (12) C19, FULL PAINT RED | AP8888RED | 4670
APC BY SCHNEIDER ELECTRIC | SCHEDULED ASSEMBLY SERVICE FOR SYMMETRA PX 48/64 KW UPS, ESSENTIAL XR FRAMES ONL | WASSEMUPS5X8-PX-62 | 6440
APC BY SCHNEIDER ELECTRIC | IT POWER DISTRIBUTION MODULE 1X3 POLE 4 WIRE 30A L1530 860CM | PDM3430L1530-3P-860 | 1800
APC BY SCHNEIDER ELECTRIC | APC NETSHELTER RACK PDU ADVANCED, SWITCHED, 14.4KW, 3PH, 208V, 50A, CS8365C, 42 | APDU11451SW | 5815
APC BY SCHNEIDER ELECTRIC | APC NETSHELTER RACK PDU ADVANCED, SWITCHED, 5.0KW, 1PH, 208V, 30A, L6-30P, 40 OU | APDU11151SW | 4065
APC BY SCHNEIDER ELECTRIC | RACK PDU 2G, METERED, ZEROU, 8.6KW, 208V, (36) C13 & (6) C19 & (2) 5 TAA | AP8865US | 2590
APC BY SCHNEIDER ELECTRIC | APC RACK PDU 9000 SWITCHED, ZEROU, 8.6KW, 208V, (21) C13 & (3) C19 TAA | APDU9965US | 3840
APC BY SCHNEIDER ELECTRIC | KIT COMPLETE FRONT BEZEL S-UPS 5G ROHS | 0 J - 0 M - 1 0 0 8 4 B | 81.18
APC BY SCHNEIDER ELECTRIC | ISX0002476665-0003 ON 2025-2454777 | ISX0002476665-0003 | 190939.59
APC BY SCHNEIDER ELECTRIC | START-UP SERVICE 5X8 FOR ALL-IN-ONE WITH GALAXY VL, CRAC COOLING, UP TO 240KW | WSTRTUP5X86CISP-12 | 60480
APC BY SCHNEIDER ELECTRIC | ASSEMBLY SERVICE SUPPORT FOR NETSHELTER AISLE CONTAINMENT, LONG (ABOVE 7M), 5X8 | WASSEMNSACL-AX-20 | 3140
APC BY SCHNEIDER ELECTRIC | RACK PDU 2G, SWITCHED, ZEROU, 30A, 120/208V, (16) 5-20R (7) C13 (1) C19, FULL PA | AP8970NRGX874 | 2690
APC BY SCHNEIDER ELECTRIC | START-UP SERVICE 5X8 FOR POWER MODULE WITH GALAXY VX, DX COOLING, UP TO 1000KW | WSTRTUP5X87APSP-16 | 90030
APC BY SCHNEIDER ELECTRIC | NETSHELTER SX 48U 750MM WIDE X 1200MM DEEP ENCLOSURE, WITHOUT SIDES WITHOUT DOOR | AR3357WX617 | 5105
APC BY SCHNEIDER ELECTRIC | START-UP SERVICE 7X24 FOR (1) IN ROW ACRD101 SERIES | WSTRTUP7X24-AX-28 | 4640
APC BY SCHNEIDER ELECTRIC | (1) STARTUP SERVICE FOR (3) CABINETS LI-ION BATTERY SOLUTION | WSTRTUP-LB-03 | 5305
APC BY SCHNEIDER ELECTRIC | RACK PDU 2G, METERED, ZEROU, 11KW, 230V, (36) C13 & (6) C19, RED SILKSCREEN | AP8881REDX667 | 2580
APC BY SCHNEIDER ELECTRIC | 5X8 SCHEDULED ASSEMBLY SERVICE FOR (6) RACKS | WASSEM5X8-RK-06 | 10935
APC BY SCHNEIDER ELECTRIC | NETSHELTER SX HIGH SEISMIC REGION & OSHPD BOLT-DOWN KIT , WHITE | AR7701AWHT-S | 142
APC BY SCHNEIDER ELECTRIC | APC RACK PDU 9000 SWITCHED, ZEROU, 8.6KW, 208V, (21) C13 & (3) C19, 3.5M CORD, L | APDU9965X970 | 4205
APC BY SCHNEIDER ELECTRIC | START-UP SERVICE 5X8 FOR ALL-IN-ONE WITH EASY 3S, DX COOLING, UP TO 20KW | WSTRTUP5X81AISP-01 | 31030
APC BY SCHNEIDER ELECTRIC | START-UP SERVICE 5X8 FOR ALL-IN-ONE WITH GALAXY VL, CRAC COOLING, UP TO 220KW | WSTRTUP5X86CISP-11 | 56695
APC BY SCHNEIDER ELECTRIC | START-UP SERVICE 5X8 FOR ALL-IN-ONE WITH SYMMETRA PX, CW COOLING, UP TO 20KW | WSTRTUP5X82BISP-01 | 34005
APC BY SCHNEIDER ELECTRIC | START-UP SERVICE 5X8 FOR ALL-IN-ONE WITH GALAXY VS, CW COOLING, UP TO 140KW | WSTRTUP5X83BISP-07 | 38865
APC BY SCHNEIDER ELECTRIC | START-UP SERVICE 5X8 FOR ALL-IN-ONE WITH SYMMETRA PX, DX COOLING, UP TO 100KW | WSTRTUP5X82AISP-05 | 42375
APC BY SCHNEIDER ELECTRIC | START-UP SERVICE 5X8 FOR ALL-IN-ONE WITH EASY 3M, DX COOLING, UP TO 100KW | WSTRTUP5X84AISP-05 | 39135
APC BY SCHNEIDER ELECTRIC | ECOSTRUXURE IT EXPERT 1 YEAR DIGITAL SUBSCRIPTION | SWITE1YR-DIGI | 85
APC BY SCHNEIDER ELECTRIC | ECOSTRUXURE IT EXPERT 5 YEAR DIGITAL SUBSCRIPTION | SWITE5YR-DIGI | 382
APC BY SCHNEIDER ELECTRIC | ECOSTRUXURE IT EXPERT 3 YEAR DIGITAL SUBSCRIPTION | SWITE3YR-DIGI | 242
APC BY SCHNEIDER ELECTRIC | START-UP SERVICE 5X8 FOR POWER MODULE WITH GALAXY VL, DX COOLING, UP TO 1750KW | WSTRTUP5X86APSP-19 | 106260
APC BY SCHNEIDER ELECTRIC | ASSEMBLY SERVICE FOR (1) GALAXY VL 200KVA | WASSEM-VL-200 | 4505
APC BY SCHNEIDER ELECTRIC | START-UP SERVICE 5X8 FOR ALL-IN-ONE WITH GALAXY VL, DX COOLING, UP TO 220KW | WSTRTUP5X86AISP-11 | 53450
APC BY SCHNEIDER ELECTRIC | START-UP SERVICE 5X8 FOR ALL-IN-ONE WITH GALAXY VM, DX COOLING, UP TO 220KW | WSTRTUP5X85AISP-11 | 53450
APC BY SCHNEIDER ELECTRIC | FILTERFAN 850M3/H 230V IP54 | NSYCVF850M230PF | 873
APC BY SCHNEIDER ELECTRIC | IT POWER DISTRIBUTION MODULE 1X3 POLE 4 WIRE 30A L1530 440CM | PDM3430L1530-3P-440 | 1485
APC BY SCHNEIDER ELECTRIC | DATA CABLE PARTITION, NETSHELTER, 750MM WIDE, WHITE | AR8172WHT | 213
APC BY SCHNEIDER ELECTRIC | START-UP SERVICE 5X8 FOR ALL-IN-ONE WITH SYMMETRA PX, DX COOLING, UP TO 160KW | WSTRTUP5X82AISP-08 | 47240
APC BY SCHNEIDER ELECTRIC | START-UP SERVICE 5X8 FOR POWER MODULE WITH GALAXY VL, CRAC COOLING, UP TO 1250KW | WSTRTUP5X86CPSP-17 | 86335
APC BY SCHNEIDER ELECTRIC | START-UP SERVICE 5X8 FOR ALL-IN-ONE WITH SYMMETRA PX, DX COOLING, UP TO 120KW | WSTRTUP5X82AISP-06 | 40215
APC BY SCHNEIDER ELECTRIC | (1) ASSEMBLY SERVICE FOR (13) CABINETS LI-ION BATTERY SOLUTION | WASSEMEXBAT-LB-13 | 28670
APC BY SCHNEIDER ELECTRIC | START-UP SERVICE 5X8 FOR ALL-IN-ONE WITH EASY 3M, CW COOLING, UP TO 60KW | WSTRTUP5X84BISP-03 | 35890
APC BY SCHNEIDER ELECTRIC | START-UP SERVICE 5X8 FOR ALL-IN-ONE WITH SYMMETRA PX, CW COOLING, UP TO 120KW | WSTRTUP5X82BISP-06 | 40755
APC BY SCHNEIDER ELECTRIC | START-UP SERVICE 5X8 FOR ALL-IN-ONE WITH GALAXY VM, CW COOLING, UP TO 180KW | WSTRTUP5X85BISP-09 | 46970
APC BY SCHNEIDER ELECTRIC | START-UP SERVICE 5X8 FOR POWER MODULE WITH GALAXY VX, DX COOLING, UP TO 500KW | WSTRTUP5X87APSP-14 | 66125
APC BY SCHNEIDER ELECTRIC | (1) STARTUP SERVICE FOR (10) CABINETS LI-ION BATTERY SOLUTION | WSTRTUP-LB-10 | 13325
APC BY SCHNEIDER ELECTRIC | START-UP SERVICE 5X8 FOR ALL-IN-ONE WITH EASY 3M, CW COOLING, UP TO 120KW | WSTRTUP5X84BISP-06 | 37515
APC BY SCHNEIDER ELECTRIC | START-UP SERVICE 5X8 FOR POWER MODULE WITH GALAXY VL, DX COOLING, UP TO 1000KW | WSTRTUP5X86APSP-16 | 89365
APC BY SCHNEIDER ELECTRIC | START-UP SERVICE 5X8 FOR POWER MODULE WITH GALAXY VX, DX COOLING, UP TO 750KW | WSTRTUP5X87APSP-15 | 70990
APC BY SCHNEIDER ELECTRIC | START-UP SERVICE 5X8 FOR (1) IN ROW ACRH 301 SERIES | WSTRTUP5X8-AX-36 | 4825
APC BY SCHNEIDER ELECTRIC | START-UP SERVICE 5X8 FOR POWER MODULE WITH GALAXY VL, DX COOLING, UP TO 2000KW | WSTRTUP5X86APSP-20 | 120245
APC BY SCHNEIDER ELECTRIC | START-UP SERVICE 5X8 FOR ALL-IN-ONE WITH EASY 3M, CW COOLING, UP TO 200KW | WSTRTUP5X84BISP-10 | 56475
APC BY SCHNEIDER ELECTRIC | ASSEMBLY SERVICE FOR (1) GVS 50KVA | WASSEM-VS1-A50 | 5170
APC BY SCHNEIDER ELECTRIC | SCHEDULED ASSEMBLY SERVICE FOR (1) EXTERNAL BATTERY FRAME FOR SYMMETRA PX 160KW | WASSEMEXBAT-PX-63 | 6465
APC BY SCHNEIDER ELECTRIC | START-UP SERVICE 5X8 FOR ALL-IN-ONE WITH GALAXY VS, DX COOLING, UP TO 20KW | WSTRTUP5X83AISP-01 | 31845
APC BY SCHNEIDER ELECTRIC | SCHEDULED ASSEMBLY SERVICE 5X8 FOR (1) IN ROW ACRD101 SERIES | WASSEM5X8-AX-28 | 2375
APC BY SCHNEIDER ELECTRIC | APC BACK-UPS ES 400VA 220V KOREAN | BE400-KR | 206
APC BY SCHNEIDER ELECTRIC | START-UP SERVICE 5X8 FOR POWER MODULE WITH GALAXY VL, DX COOLING, UP TO 250KW | WSTRTUP5X86APSP-13 | 59645
APC BY SCHNEIDER ELECTRIC | START-UP SERVICE 5X8 FOR ALL-IN-ONE WITH GALAXY VM, CRAC COOLING, UP TO 220KW | WSTRTUP5X85CISP-11 | 56695
APC BY SCHNEIDER ELECTRIC | START-UP SERVICE FOR (1) GALAXY 3500 OR SUVT 80 KVA UPS | WSTRTUP-G3-28 | 2890
APC BY SCHNEIDER ELECTRIC | START-UP SERVICE 5X8 FOR ALL-IN-ONE WITH EASY 3M, CW COOLING, UP TO 140KW | WSTRTUP5X84BISP-07 | 36165
APC BY SCHNEIDER ELECTRIC | ASSEMBLY SERVICE FOR (1) GALAXY VL 500KVA | WASSEM-VL-500 | 5015
APC BY SCHNEIDER ELECTRIC | BUSWAY ELBOW, RIGHT 100A 600V 3PH4W 4A CONFIG | PBCF4A100ALRB | 860
APC BY SCHNEIDER ELECTRIC | S/A FUSE CABINET 4880A BUS/2400A LOAD | 0M-1827 | 6220
APC BY SCHNEIDER ELECTRIC | BUSWAY PLUG-IN STRAIGHT LGTH 4FT 100A 600V 3PH4W 4A CONFIG | PBCE4A100AST048B | 916
APC BY SCHNEIDER ELECTRIC | ASSEMBLY SERVICE FOR (1) GVS 10-15KVA | WASSEM-VS2-A40 | 5860
APC BY SCHNEIDER ELECTRIC | NETSHELTER SX 18U 600MM WIDE PERFORATED CURVED DOOR BLACK | AR7061 | 625
APC BY SCHNEIDER ELECTRIC | ECOSTRUXURE IT ADVISOR & CAPACITY SAAS 150 RACKS 5 YEARS | SFTWCA1505Y-DIGI | 133650
APC BY SCHNEIDER ELECTRIC | NETSHELTER SX 12U 600MM WIDE PERFORATED CURVED DOOR BLACK | AR7060 | 561
APC BY SCHNEIDER ELECTRIC | LICENSE, 1 MONTH, CFD SOFTWARE FOR DESIGNING AND OPTIMIZING DATA CENTER COOLING | SFTWCFDESSENTIAL | 7075
APC BY SCHNEIDER ELECTRIC | MONTHLY PREVENTATIVE MAINTENANCE 5X8 (1) INFRASTRUXURE INROW RC CHILLED WATER | WMPMV5X8-AX-26 | 27135
APC BY SCHNEIDER ELECTRIC | ECOSTRUXURE IT ADVISOR & CHANGE 25 RACKS 1 YEAR | SFTWCH25-DIGI | 3960
APC BY SCHNEIDER ELECTRIC | ECOSTRUXURE IT ADVISOR: COOLING OPTIMIZE BASE CONTROL SW | SWDCOBASECL-DIGI | 16240
APC BY SCHNEIDER ELECTRIC | ECOSTRUXURE IT ADVISOR & CAPACITY SAAS 150 RACKS 1 YEAR | SFTWCA150-DIGI | 29700
APC BY SCHNEIDER ELECTRIC | ECOSTRUXURE IT ADVISOR & CAPACITY & CHANGE SAAS 10 RACKS 1 YEAR | SFTWITA10-DIGI | 2760
APC BY SCHNEIDER ELECTRIC | ECOSTRUXURE IT ADVISOR CAPACITY PERPETUAL LICENSE FOR 2 RACKS | SWDCO2RCAP-DIGI | 1260
APC BY SCHNEIDER ELECTRIC | STARTUP SERVICE FOR (1) IAEC25 250KW COOLING UNIT | WSTRTUP-AE-25 | 3305
APC BY SCHNEIDER ELECTRIC | NETSHELTER SX 12U 600MM WIDE PERFORATED SPLIT DOORS BLACK | AR7160 | 625
APC BY SCHNEIDER ELECTRIC | ITA ON-PREMISES TO HOSTED MIGRATION | WNSCASREHOSMIG | 2520
APC BY SCHNEIDER ELECTRIC | ECOSTRUXURE IT ADVISOR & CAPACITY SAAS 100 RACKS 1 YEAR | SFTWCA100-DIGI | 20700
APC BY SCHNEIDER ELECTRIC | ECOSTRUXURE IT ADVISOR & CAPACITY & CHANGE SAAS 25 RACKS 3 YEARS | SFTWITA253Y-DIGI | 27365
APC BY SCHNEIDER ELECTRIC | ECOSTRUXURE IT ADVISOR & CAPACITY SAAS 25 RACKS 1 YEAR | SFTWCA25-DIGI | 5670
APC BY SCHNEIDER ELECTRIC | ECOSTRUXURE IT ADVISOR & CHANGE SAAS 1000 RACKS 1 YEAR | SFTWCH1000-DIGI | 125235
APC BY SCHNEIDER ELECTRIC | ECOSTRUXURE IT ADVISOR & CHANGE SAAS 25 RACKS 3 YEARS | SFTWCH253Y-DIGI | 11290
APC BY SCHNEIDER ELECTRIC | NETSHELTER SX 12U/18U ROOF 900MM DEEP BLACK | AR7260 | 513
APC BY SCHNEIDER ELECTRIC | ISX0002460914-0004 ON 2025-2479433 | ISX0002460914-0004 | 128011.52
APC BY SCHNEIDER ELECTRIC | ECOSTRUXURE IT ADVISOR & CAPACITY SAAS 250 RACKS 1 YEAR | SFTWCA250-DIGI | 45900
APC BY SCHNEIDER ELECTRIC | ECOSTRUXURE IT ADVISOR & CAPACITY SAAS 100 RACKS 3 YEARS | SFTWCA1003Y-DIGI | 58485
APC BY SCHNEIDER ELECTRIC | ECOSTRUXURE IT ADVISOR & CHANGE SAAS 10 RACKS 1 YEAR | SFTWCH10-DIGI | 1620
APC BY SCHNEIDER ELECTRIC | ECOSTRUXURE IT ADVISOR & CAPACITY & CHANGE SAAS 10 RACKS 3 YEARS | SFTWITA103Y-DIGI | 7450
APC BY SCHNEIDER ELECTRIC | AR106V SERVER SUPPORT BRACKET | AR8470 | 539
APC BY SCHNEIDER ELECTRIC | SUBSCRIPTION, 1 YEAR, CFD SOFTWARE FOR DESIGNING AND OPTIMIZING DATA CENTER COOL | SFTWCFD | 19290
APC BY SCHNEIDER ELECTRIC | ECOSTRUXURE IT ADVISOR & CAPACITY SAAS 1000 RACKS 1 YEAR | SFTWCA1000-DIGI | 163190
APC BY SCHNEIDER ELECTRIC | MGE GALAXY 6000 MODULAR UPS 250/300KVA COMPLETE SET - SPARE PART KIT 3 | WG6T250K-OPT1-SPL3 | 90265
APC BY SCHNEIDER ELECTRIC | MGE GALAXY 6000 UNITARY UPS 400KVA SUPPORT SET - SPARE PART KIT LEVEL 2 | WG6T400K-SPL2 | 56595
APC BY SCHNEIDER ELECTRIC | MGE EPS 8000 800 EMERGENCY SET - SPARE PART KIT LEVEL 1 | WE8T800K-SPL1 | 6110
APC BY SCHNEIDER ELECTRIC | ESSENTIAL INTERVENTION KIT FOR EASY UPS 3S 10K | WINT-E3S10K-L1 | 431
APC BY SCHNEIDER ELECTRIC | 3 YR ON-SITE UPGRADE TO FACTORY WARRANTY WITH IT EXPERT ENABLED DISPATCH SERVICE | WITEDS3YR-SD-07 | 2915
APC BY SCHNEIDER ELECTRIC | SCHEDULING UPGRADE TO 7X24 FOR MBRS | WUPGMBRS7X24-MB-00 | 1215
APC BY SCHNEIDER ELECTRIC | MGE EPS 8000 800 EU SUPPORT SET - SPARE PART KIT LEVEL 2 | WE8T800K-SPL2 | 67125
APC BY SCHNEIDER ELECTRIC | PRO PLUS INTERVENTION KIT FOR EASY UPS 3S 30K3I | WINT-E3S30K3I-L2 | 19710
APC BY SCHNEIDER ELECTRIC | MGE GALAXY 6000 PARALLEL UPS 450KVA COMPLETE SET - SPARE PART KIT LEVEL 3 | WG6T450K-OPT2-SPL3 | 79105
APC BY SCHNEIDER ELECTRIC | 3 YR ON-SITE UPGRADE TO FACTORY WARRANTY WITH IT EXPERT ENABLED DISPATCH SERVICE | WITEDS3YR-SD-06 | 2540
APC BY SCHNEIDER ELECTRIC | ACRD100 LEVEL 2 SPARE PARTS KIT | WACFSURD100-SPL2 | 15060
APC BY SCHNEIDER ELECTRIC | MGE EPS 8000 555 SUPPORT SET - SPARE PART KIT LEVEL 2 | WE8T555K-SPL2 | 70605
APC BY SCHNEIDER ELECTRIC | MGE EPS 8000 625 MM COMPLETE SET - SPARE PART KIT LEVEL 4 | WE8T625KMM-SPL4 | 167160
APC BY SCHNEIDER ELECTRIC | 1 YR ON-SITE (OUT OF FACTORY WTY) IT EXPERT ENABLED DISPATCH SERVICE FOR LI-ION | WITEDS1YOFW-SDL-17 | 3265
APC BY SCHNEIDER ELECTRIC | MGE GALAXY 7000 250/300KVA COMPLETE SET - SPARE PART KIT LEVEL 3 | WG7T250/300K-SPL3 | 22655
APC BY SCHNEIDER ELECTRIC | 1 YR ON-SITE (OUT OF FACTORY WTY) WITH MONITORING & DISPATCH (SMARTCONNECT OR NM | WMD1YOSOFW-SD-03 | 684
APC BY SCHNEIDER ELECTRIC | DATA CENTER OPERATION: CHANGE, 1 YEAR SOFTWARE SUPPORT CONTRACT, 1000 RACKS | WCHG1YR1000R-DIGI | 51800
APC BY SCHNEIDER ELECTRIC | MGE GALAXY 6000 MODULAR UPS 250/300KVA SUPPORT SET - SPARE PART KIT LEVEL 2 | WG6T250K-OPT1-SPL2 | 60795
APC BY SCHNEIDER ELECTRIC | 1 YR SERVICE COVERAGE WITH MONITORING & DISPATCH FOR LI-ION SMART-UPS L12 | WMD1YOSNBD-SDL-12 | 213
APC BY SCHNEIDER ELECTRIC | 5 YR SERVICE COVERAGE WITH MONITORING & DISPATCH (SMARTCONNECT OR NMC REQUIRED) | WMD5YOSNBD-SD-05 | 4865
APC BY SCHNEIDER ELECTRIC | APC NETSHELTER RACK PDU ADVANCED, METERED, 11.5KW, 3PH, 415V, 20A, 520P6, 42 OUT | A P D U 1 1 2 5 0 M E | 1955
APC BY SCHNEIDER ELECTRIC | ACRD100/101 LEVEL 1 SPARE PARTS KIT | WACFSURD100/101-SPL1 | 4070
APC BY SCHNEIDER ELECTRIC | 1 YR NBD ON-SITE UPGRADE TO FACTORY WTY WITH MONITORING & DISPATCH (SMARTCONNECT | W1YONSITENBD-SD-08 | 1165
APC BY SCHNEIDER ELECTRIC | 1 YR SERVICE COVERAGE WITH MONITORING & DISPATCH FOR LI-ION SMART-UPS L11 | WMD1YOSNBD-SDL-11 | 213
APC BY SCHNEIDER ELECTRIC | 1 YR ON-SITE (OUT OF FACTORY WTY) IT EXPERT ENABLED DISPATCH SERVICE | WITEDS1YROFW-SD-05 | 848
APC BY SCHNEIDER ELECTRIC | ECOSTRUXURE IT ADVISOR PERPETUAL LICENSE FOR 500 RACKS | SWDCO500ROPS-DIGI | 67500
APC BY SCHNEIDER ELECTRIC | 3 YR ON-SITE UPGRADE TO FACTORY WARRANTY WITH IT EXPERT ENABLED DISPATCH SERVICE | WITEDS3YR-SD-03 | 546
APC BY SCHNEIDER ELECTRIC | MGE EPS 8000 625-800 SM 50HZ COMPLETE SET - SPARE PART KIT LEVEL 3 | WE8T625K800SM-SPL3 | 122435
APC BY SCHNEIDER ELECTRIC | 3 YR NBD ON-SITE UPGRADE TO FACTORY WTY WITH MONITORING & DISPATCH (SMARTCONNECT | W3YONSITENBD-SD-01 | 472
APC BY SCHNEIDER ELECTRIC | 1 YR ON-SITE (OUT OF FACTORY WTY) WITH MONITORING & DISPATCH FOR LI-ION SMART-UP | WMD1YOSOFW-SDL-16 | 2450
APC BY SCHNEIDER ELECTRIC | MGE GALAXY 9000 PARALLEL UPS 900KVA COMPLETE SET - SPARE PART KIT LEVEL 3 | WG9T900K-OPT2-SPL3 | 98930
APC BY SCHNEIDER ELECTRIC | 1 YR NBD ON-SITE UPGRADE TO FACTORY WTY WITH MONITORING & DISPATCH (SMARTCONNECT | W1YONSITENBD-AD-03 | 209
APC BY SCHNEIDER ELECTRIC | 5 YR ON-SITE WITH IT EXPERT ENABLED DISPATCH SERVICE | WITEDS5YR-SDL-15 | 3030
APC BY SCHNEIDER ELECTRIC | PRO PLUS INTERVENTION KIT FOR EASY UPS 3M 120KH AND 60KFN | WINT-E3M120KH-L1 | 29495
APC BY SCHNEIDER ELECTRIC | 5 YR ON-SITE WITH IT EXPERT ENABLED DISPATCH SERVICE | WITEDS5YR-SDL-12 | 573
APC BY SCHNEIDER ELECTRIC | 5 YR SERVICE COVERAGE WITH MONITORING & DISPATCH (SMARTCONNECT OR NMC REQUIRED) | WMD5YOSNBD-SDL-12 | 951
APC BY SCHNEIDER ELECTRIC | 5 YR SERVICE COVERAGE WITH MONITORING & DISPATCH (SMARTCONNECT OR NMC REQUIRED) | WMD5YOSNBD-SD-02 | 933
APC BY SCHNEIDER ELECTRIC | 1 YR SERVICE COVERAGE WITH MONITORING & DISPATCH FOR MDC LEVEL 1C (SMARTCONNECT | WMD1YOSNBD-DDC-01C | 1500
APC BY SCHNEIDER ELECTRIC | 1 YR ON-SITE (OUT OF FACTORY WTY) WITH MONITORING & DISPATCH (SMARTCONNECT OR NM | WMD1YOSOFW-SD-07 | 3315
APC BY SCHNEIDER ELECTRIC | 5 YR ON-SITE WITH IT EXPERT ENABLED DISPATCH SERVICE | WITEDS5YR-SD-07 | 10015
APC BY SCHNEIDER ELECTRIC | 1 YR SERVICE COVERAGE WITH MONITORING & DISPATCH FOR MDC LEVEL 3A (SMARTCONNECT | WMD1YOSNBD-DDC-03A | 2020
APC BY SCHNEIDER ELECTRIC | PRO PLUS INTERVENTION KIT FOR EASY UPS 3M 100KH AND 50KFN | WINT-E3M100KH-L1 | 21945
APC BY SCHNEIDER ELECTRIC | 1 YR NBD ON-SITE UPGRADE TO FACTORY WTY WITH MONITORING & DISPATCH (SMARTCONNECT | W1YONSITENBD-SD-04 | 369
APC BY SCHNEIDER ELECTRIC | MGE EPS 7000 SM EMERGENCY SET - SPARE PART KIT LEVEL 1 | WE7TSM-SPL1 | 21820
APC BY SCHNEIDER ELECTRIC | 1 YR NBD ON-SITE UPGRADE TO FACTORY WTY WITH MONITORING & DISPATCH (SMARTCONNECT | W1YONSITENBD-AD-04 | 369
APC BY SCHNEIDER ELECTRIC | 1 YR ON-SITE UPGRADE TO FACTORY WARRANTY WITH IT EXPERT ENABLED DISPATCH SERVICE | WITEDS1YR-SD-04 | 296
APC BY SCHNEIDER ELECTRIC | 1 YR ON-SITE (OUT OF FACTORY WTY) IT EXPERT ENABLED DISPATCH SERVICE FOR LI-ION | WITEDS1YOFW-SDL-12 | 623
APC BY SCHNEIDER ELECTRIC | 3 YR ON-SITE UPGRADE TO FACTORY WARRANTY WITH IT EXPERT ENABLED DISPATCH SERVICE | WITEDS3YR-SD-01 | 422
APC BY SCHNEIDER ELECTRIC | MGE EPS 7000 600V SM SUPPORT SET - SPARE PART KIT LEVEL 2 | WE7TSM-OPT1-SPL2 | 56795
APC BY SCHNEIDER ELECTRIC | 1 YR ON-SITE FOR LI-ION SMART-UPS WITH IT EXPERT ENABLED DISPATCH SERVICE L11 | WITEDS1YR-SDL-11 | 128
APC BY SCHNEIDER ELECTRIC | ISX0002461547-0001 ON 2025-2414054 | ISX0002461547-0001 | 208320.88
APC BY SCHNEIDER ELECTRIC | ISX0002437827-0002 ON 2025-2483689-1 | ISX0002437827-0002 | 201161.32
APC BY SCHNEIDER ELECTRIC | CABLE ASSY A BUS COM ODIN BATTERY | 0J-0W4527C | 68.4
APC BY SCHNEIDER ELECTRIC | 1 YR ON-SITE (OUT OF FACTORY WTY) IT EXPERT ENABLED DISPATCH SERVICE | WITEDS1YROFW-SD-04 | 578
APC BY SCHNEIDER ELECTRIC | 3 YR NBD ON-SITE UPGRADE TO FACTORY WTY WITH MONITORING & DISPATCH (SMARTCONNECT | W3YONSITENBD-SD-05 | 2450
APC BY SCHNEIDER ELECTRIC | 3 YR NBD ON-SITE UPGRADE TO FACTORY WTY WITH MONITORING & DISPATCH (SMARTCONNECT | W3YONSITENBD-SD-08 | 3425
APC BY SCHNEIDER ELECTRIC | MGE EPS 8000 625-800 MM 50HZ COMPLETE SET - SPARE PART KIT LEVEL 3 | WE8T625K800MM-SPL3 | 125690
APC BY SCHNEIDER ELECTRIC | ISX0002486198-0003 ON 2025-2639604-5 | ISX0002486198-0003 | 335135.07
APC BY SCHNEIDER ELECTRIC | MGE GALAXY 9000 900KVA EMERGENCY SET - SPARE PART KIT LEVEL 1 | WG9T900K-SPL1 | 17075
APC BY SCHNEIDER ELECTRIC | MGE GALAXY 7000 250/300KVA SUPPORT SET - SPARE PART KIT LEVEL 2 | WG7T250/300K-SPL2 | 9355
APC BY SCHNEIDER ELECTRIC | MGE EPS 8000 800 SM EU TL3 COMPREHENSIVE SET - SPARE PART KIT LEVEL 4 | WE8T800K-SPL4 | 170700
APC BY SCHNEIDER ELECTRIC | PRO PLUS INTERVENTION KIT FOR EASY UPS 3L 250KH, 300KH AND GALAXY UPS 250KHT, 30 | WINT-E3L250-300-L1 | 34950
APC BY SCHNEIDER ELECTRIC | MGE EPS 7000 MM EMERGENCY SET - SPARE PART KIT LEVEL 1 | WE7TMM-SPL1 | 21590
APC BY SCHNEIDER ELECTRIC | PRO PLUS INTERVENTION KIT FOR EASY UPS 3S 15K3I | WINT-E3S15K3I-L2 | 13420
APC BY SCHNEIDER ELECTRIC | ECOSTRUXURE DATA CENTER SERVICES | WNSWACSXBU | 1800
APC BY SCHNEIDER ELECTRIC | PRO PLUS INTERVENTION KIT FOR EASY UPS 3M 80KH | WINT-E3M80KHB-L1 | 20200
APC BY SCHNEIDER ELECTRIC | MGE GALAXY 6000 PARALLEL UPS 400KVA COMPLETE SET - SPARE PART KIT LEVEL 3 | WG6T400K-OPT2-SPL3 | 93240
APC BY SCHNEIDER ELECTRIC | 1 YR ON-SITE (OUT OF FACTORY WTY) WITH MONITORING & DISPATCH FOR LI-ION SMART-UP | WMD1YOSOFW-SDL-15 | 1430
APC BY SCHNEIDER ELECTRIC | 1 YR ON-SITE FOR LI-ION SMART-UPS WITH IT EXPERT ENABLED DISPATCH SERVICE L18 | WITEDS1YR-SDL-18 | 940
APC BY SCHNEIDER ELECTRIC | 1 YR ON-SITE FOR LI-ION SMART-UPS WITH IT EXPERT ENABLED DISPATCH SERVICE L15 | WITEDS1YR-SDL-15 | 674
APC BY SCHNEIDER ELECTRIC | 3 YR ON-SITE UPGRADE TO FACTORY WARRANTY WITH IT EXPERT ENABLED DISPATCH SERVICE | WITEDS3YR-SD-02 | 422
APC BY SCHNEIDER ELECTRIC | MGE EPS 8000 800 SM EU TL2 COMPLETE SET - SPARE PART KIT LEVEL 3 | WE8T800K-OPT1-SPL3 | 116275
APC BY SCHNEIDER ELECTRIC | RACK PDU 2G, METERED, ZEROU, 30A, 100-120V, (24) 5-20R TAA | AP8832US | 1535
APC BY SCHNEIDER ELECTRIC | APC NETSHELTER RACK PDU ADVANCED, METERED, 14.4KW, 3PH, 208V, 50A, CS8365C, 42 O | APDU11451ME | 4850
APC BY SCHNEIDER ELECTRIC | ACCESSORY REPLACEMENT KIT | 0J-CSH2 | 147.6
APC BY SCHNEIDER ELECTRIC | 3 YR NBD ON-SITE UPGRADE TO FACTORY WTY WITH MONITORING & DISPATCH (SMARTCONNECT | W3YONSITENBD-SD-06 | 2830
APC BY SCHNEIDER ELECTRIC | 1 YR ON-SITE UPGRADE TO FACTORY WARRANTY WITH IT EXPERT ENABLED DISPATCH SERVICE | WITEDS1YR-SD-08 | 931
APC BY SCHNEIDER ELECTRIC | 5 YR SERVICE COVERAGE WITH MONITORING & DISPATCH (SMARTCONNECT OR NMC REQUIRED) | WMD5YOSNBD-SD-01 | 933
APC BY SCHNEIDER ELECTRIC | 1 YR ON-SITE FOR LI-ION SMART-UPS WITH IT EXPERT ENABLED DISPATCH SERVICE L12 | WITEDS1YR-SDL-12 | 128
APC BY SCHNEIDER ELECTRIC | 5 YR SERVICE COVERAGE WITH MONITORING & DISPATCH (SMARTCONNECT OR NMC REQUIRED) | WMD5YOSNBD-SD-04 | 2665
APC BY SCHNEIDER ELECTRIC | 3 YR ON-SITE UPGRADE TO FACTORY WARRANTY WITH IT EXPERT ENABLED DISPATCH SERVICE | WITEDS3YR-SD-08 | 3075
APC BY SCHNEIDER ELECTRIC | MGE EPS 8000 625 SM 600V COMPLETE SET - SPARE PART KIT LEVEL 3 | WE8T625K-OPT1-SPL3 | 132500
APC BY SCHNEIDER ELECTRIC | 1 YR ON-SITE (OUT OF FACTORY WTY) IT EXPERT ENABLED DISPATCH SERVICE FOR LI-ION | WITEDS1YOFW-SDL-16 | 2040
APC BY SCHNEIDER ELECTRIC | ISX0002490909-0002 ON 2025-2488760 | ISX0002490909-0002 | 100341.5
APC BY SCHNEIDER ELECTRIC | ISX0002490913-0002 ON 2025-2488782 | ISX0002490913-0002 | 51686.06
APC BY SCHNEIDER ELECTRIC | (1) YR ADVANTAGE ULTRA SERVICE PLAN FOR (1) EASY UPS 3S UL 30KVA UPS | WADVULTRA-EZU-30 | 12405
APC BY SCHNEIDER ELECTRIC | MGE EPS 8000 555-625 600V EMERGENCY SET - SPARE PART KIT LEVEL 1 | WE8T555K625L-SPL1 | 5700
APC BY SCHNEIDER ELECTRIC | 3 YR NBD ON-SITE UPGRADE TO FACTORY WTY WITH MONITORING & DISPATCH (SMARTCONNECT | W3YONSITENBD-SD-02 | 472
APC BY SCHNEIDER ELECTRIC | MGE EPS 8000 800 MM EU TL3 COMPREHENSIVE SET - SPARE PART KIT LEVEL 4 | WE8T800K-OPT3-SPL4 | 163865
APC BY SCHNEIDER ELECTRIC | MGE EPS 8000 625 MM COMPREHENSIVE SET - SPARE PART KIT LEVEL 3 | WE8T625KMM-SPL3 | 119360
APC BY SCHNEIDER ELECTRIC | 1 YR SERVICE COVERAGE WITH MONITORING & DISPATCH FOR LI-ION SMART-UPS L13 | WMD1YOSNBD-SDL-13 | 229
APC BY SCHNEIDER ELECTRIC | PRO PLUS INTERVENTION KIT FOR EASY UPS 3S 20K3I | WINT-E3S20K3I-L2 | 18135
APC BY SCHNEIDER ELECTRIC | 5 YR ON-SITE WITH IT EXPERT ENABLED DISPATCH SERVICE | WITEDS5YR-SDL-11 | 573
APC BY SCHNEIDER ELECTRIC | 1 YR ON-SITE UPG TO FACTORY WTY FOR ACCESSORIES WITH IT EXPERT ENABLED DISPATCH | WITEDS1YR-AD-01 | 137
APC BY SCHNEIDER ELECTRIC | MGE EPS 8000 800 MM EU TL3 COMPLETE SET - SPARE PART KIT LEVEL 3 | WE8T800K-OPT3-SPL3 | 117600
APC BY SCHNEIDER ELECTRIC | 5 YR ON-SITE WITH IT EXPERT ENABLED DISPATCH SERVICE | WITEDS5YR-SDL-13 | 746
APC BY SCHNEIDER ELECTRIC | MGE GALAXY 7000 500KVA EMERGENCY SET - SPARE PART KIT LEVEL 1 | WG7T500K-SPL1 | 3595
APC BY SCHNEIDER ELECTRIC | 1 YR NBD ON-SITE UPGRADE TO FACTORY WTY WITH MONITORING & DISPATCH (SMARTCONNECT | W1YONSITENBD-AD-01 | 161
APC BY SCHNEIDER ELECTRIC | 3 YR ON-SITE UPGRADE TO FACTORY WARRANTY WITH IT EXPERT ENABLED DISPATCH SERVICE | WITEDS3YR-SD-04 | 974
APC BY SCHNEIDER ELECTRIC | PRO PLUS INTERVENTION KIT FOR EASY UPS 3S 40KHB AND 20KFB1 | WINT-E3S40KH-L2 | 16285
APC BY SCHNEIDER ELECTRIC | 1 YR SERVICE COVERAGE WITH MONITORING & DISPATCH FOR MDC LEVEL 2A (SMARTCONNECT | WMD1YOSNBD-DDC-02A | 825
APC BY SCHNEIDER ELECTRIC | 5 YR SERVICE COVERAGE WITH MONITORING & DISPATCH (SMARTCONNECT OR NMC REQUIRED) | WMD5YOSNBD-SDL-16 | 4350
APC BY SCHNEIDER ELECTRIC | ACRD201 LEVEL 2 SPARE PARTS KIT | WACFSURD201-SPL2 | 17525
APC BY SCHNEIDER ELECTRIC | NETSHELTER SX 12U 1070MM DEEP SIDE PANEL (QTY 1) | AR7362 | 721
APC BY SCHNEIDER ELECTRIC | ACRD101 LEVEL 2 SPARE PARTS KIT | WACFSURD101-SPL2 | 14935
APC BY SCHNEIDER ELECTRIC | NETSHELTER SX 12U/18U ROOF 1070MM DEEP BLACK | AR7261 | 529
APC BY SCHNEIDER ELECTRIC | MGE EPS 8000 800 MM EU TL2 COMPLETE SET - SPARE PART KIT LEVEL 3 | WE8T800K-OPT2-SPL3 | 115205
APC BY SCHNEIDER ELECTRIC | NETSHELTER SX 18U 900MM DEEP SIDE PANEL (QTY 1) | AR7361 | 882
APC BY SCHNEIDER ELECTRIC | 1 YR ON-SITE FOR LI-ION SMART-UPS WITH IT EXPERT ENABLED DISPATCH SERVICE L14 | WITEDS1YR-SDL-14 | 296
APC BY SCHNEIDER ELECTRIC | AR106VI WITH CASTERS INSTALLED, HPE | AR106VIXCASTERS | 2395
APC BY SCHNEIDER ELECTRIC | MGE EPS 8000 625 SUPPORT SET - SPARE PART KIT LEVEL 2 | WE8T625K-SPL2 | 71150
APC BY SCHNEIDER ELECTRIC | 5 YR ON-SITE WITH IT EXPERT ENABLED DISPATCH SERVICE | WITEDS5YR-SD-04 | 2400
APC BY SCHNEIDER ELECTRIC | LICENSE, 3 MONTHS, CFD SOFTWARE FOR DESIGNING AND OPTIMIZING DATA CENTER COOLING | SFTWCFDUNLIMITED | 9645
APC BY SCHNEIDER ELECTRIC | ZEIGO ACTIVATE BASIC TIER ANNUAL | SFTWZABASICA-DIGI | 11410
APC BY SCHNEIDER ELECTRIC | ECOSTRUXURE IT ADVISOR & CAPACITY SAAS 25 RACKS 5 YEARS | SFTWCA255Y-DIGI | 25515
APC BY SCHNEIDER ELECTRIC | SCHEDULING UPGRADE TO 7X24 FOR MPRS UP TO 40 KVA UPS | WUPGMPRS7X24-MP-01 | 1540
APC BY SCHNEIDER ELECTRIC | ISX0002449681-0008 ON 2025-2493262 | ISX0002449681-0008 | 730054.01
APC BY SCHNEIDER ELECTRIC | MGE EPS 8000 625 MM 600V COMPLETE SET - SPARE PART KIT LEVEL 3 | WE8T625K-OPT2-SPL3 | 131250
APC BY SCHNEIDER ELECTRIC | PRO PLUS INTERVENTION KIT FOR EASY UPS 3S 10K | WINT-E3S10KFB-L2 | 16375
APC BY SCHNEIDER ELECTRIC | 1 YR ON-SITE (OUT OF FACTORY WTY) WITH MONITORING & DISPATCH (SMARTCONNECT OR NM | WMD1YOSOFW-SD-08 | 4085
APC BY SCHNEIDER ELECTRIC | MGE GALAXY 9000 900KVA SUPPORT SET - SPARE PART KIT LEVEL 2 | WG9T900K-SPL2 | 54020
APC BY SCHNEIDER ELECTRIC | MGE GALAXY 7000 800KVA COMPLETE SET - SPARE PART KIT LEVEL 3 | WG7T800K-SPL3 | 7515
APC BY SCHNEIDER ELECTRIC | 1 YR ON-SITE UPG TO FACTORY WTY FOR ACCESSORIES WITH IT EXPERT ENABLED DISPATCH | WITEDS1YR-AD-04 | 317
APC BY SCHNEIDER ELECTRIC | ECOSTRUXURE IT ADVISOR & CHANGE SAAS 100 RACKS 1 YEAR | SFTWCH100-DIGI | 14760
APC BY SCHNEIDER ELECTRIC | 5 YR ON-SITE WITH IT EXPERT ENABLED DISPATCH SERVICE | WITEDS5YR-SDL-18 | 4210
APC BY SCHNEIDER ELECTRIC | GE GALAXY 6000 MODULAR UPS 250/300KVA EMERGENCY SET - SPARE PART KIT LEVEL 1 | WG6T250K-OPT1-SPL1 | 20070
APC BY SCHNEIDER ELECTRIC | MGE GALAXY 6000 UNITARY UPS 500KVA COMPLETE SET - SPARE PART KIT LEVEL 3 | WG6T500K-SPL3 | 79780
APC BY SCHNEIDER ELECTRIC | MGE GALAXY 6000 MODULAR UPS 400KVA COMPLETE SET - SPARE PART KIT LEVEL 3 | WG6T400K-OPT1-SPL3 | 94350
APC BY SCHNEIDER ELECTRIC | MGE GALAXY 6000 MODULAR UPS 400KVA SUPPORT SET - SPARE PART KIT LEVEL 2 | WG6T400K-OPT1-SPL2 | 61750
APC BY SCHNEIDER ELECTRIC | ACRD200/201 LEVEL 2 SPARE PARTS KIT | WACFSURD200/201-SPL2 | 18495
APC BY SCHNEIDER ELECTRIC | 5 YR ON-SITE WITH IT EXPERT ENABLED DISPATCH SERVICE | WITEDS5YR-SD-06 | 8005
APC BY SCHNEIDER ELECTRIC | 1 YR ON-SITE (OUT OF FACTORY WTY) IT EXPERT ENABLED DISPATCH SERVICE | WITEDS1YROFW-SD-01 | 387
APC BY SCHNEIDER ELECTRIC | MGE EPS 7000 50HZ SM COMPLETE SET - SPARE PART KIT LEVEL 3 | WE7TSM-OPT2-SPL3 | 123340
APC BY SCHNEIDER ELECTRIC | MGE EPS 7000 50HZ MM COMPLETE SET - SPARE PART KIT LEVEL 3 | WE7TMM-OPT2-SPL3 | 143090
APC BY SCHNEIDER ELECTRIC | 3 YR NBD ON-SITE UPGRADE TO FACTORY WTY WITH MONITORING & DISPATCH (SMARTCONNECT | W3YONSITENBD-SD-07 | 3245
APC BY SCHNEIDER ELECTRIC | MGE GALAXY 6000 MODULAR UPS 500KVA SUPPORT SET - SPARE PART KIT LEVEL 2 | WG6T500K-OPT1-SPL2 | 51905
APC BY SCHNEIDER ELECTRIC | PRO PLUS INTERVENTION KIT FOR EASY UPS 3M 200KH AND 100KFN | WINT-E3M200KH-L1 | 23455
APC BY SCHNEIDER ELECTRIC | 1 YR ON-SITE (OUT OF FACTORY WTY) WITH MONITORING & DISPATCH FOR LI-ION SMART-UP | WMD1YOSOFW-SDL-12 | 764
APC BY SCHNEIDER ELECTRIC | 5 YR SERVICE COVERAGE WITH MONITORING & DISPATCH (SMARTCONNECT OR NMC REQUIRED) | WMD5YOSNBD-SDL-11 | 951
APC BY SCHNEIDER ELECTRIC | MGE EPS 8000 800 EU 600V SUPPORT SET - SPARE PART KIT LEVEL 2 | WE8T800K-OPT1-SPL2 | 68655
APC BY SCHNEIDER ELECTRIC | 5 YR SERVICE COVERAGE WITH MONITORING & DISPATCH (SMARTCONNECT OR NMC REQUIRED) | WMD5YOSNBD-SD-03 | 1320
APC BY SCHNEIDER ELECTRIC | 1 YR ON-SITE (OUT OF FACTORY WTY) WITH MONITORING & DISPATCH (SMARTCONNECT OR NM | WMD1YOSOFW-SD-06 | 2040
APC BY SCHNEIDER ELECTRIC | PRO PLUS INTERVENTION KIT FOR EASY UPS 3M 160KH AND 80KFN | WINT-E3M160KH-L1 | 30090
APC BY SCHNEIDER ELECTRIC | DATA CENTER OPERATION: CAPACITY, 1 YEAR SOFTWARE SUPPORT CONTRACT, 1 RACK | WCAP1YR1R-DIGI | 140.4
APC BY SCHNEIDER ELECTRIC | 1 YR ON-SITE UPG TO FACTORY WTY FOR ACCESSORIES WITH IT EXPERT ENABLED DISPATCH | WITEDS1YR-AD-03 | 175
APC BY SCHNEIDER ELECTRIC | ESSENTIAL INTERVENTION KIT FOR EASY UPS 3S 40KFB | WINT-E3S40KFB-L1 | 1515
APC BY SCHNEIDER ELECTRIC | PRO PLUS INTERVENTION KIT FOR EASY UPS 3L 400KH AND GALAXY UPS 3L 400KHT | WINT-E3L400KH-L1 | 35490
APC BY SCHNEIDER ELECTRIC | 1 YR SERVICE COVERAGE WITH MONITORING & DISPATCH FOR MDC LEVEL 3C (SMARTCONNECT | WMD1YOSNBD-DDC-03C | 2900
APC BY SCHNEIDER ELECTRIC | MGE GALAXY 6000 380-415V SBS 500KVA COMPLETE SET - SPARE PART KIT LEVEL 3 | WG6T500K-OPT3-SPL3 | 19865
APC BY SCHNEIDER ELECTRIC | 1 YR ON-SITE (OUT OF FACTORY WTY) WITH MONITORING & DISPATCH (SMARTCONNECT OR NM | WMD1YOSOFW-SD-04 | 722
APC BY SCHNEIDER ELECTRIC | MGE GALAXY 9000 380-415V SBS 2000KVA SUPPORT SET - SPARE PART KIT LEVEL 2 | WG9T2000K-SPL2 | 20215
APC BY SCHNEIDER ELECTRIC | MGE GALAXY 7000 400KVA EMERGENCY SET - SPARE PART KIT LEVEL 1 | WG7T400K-SPL1 | 4980
APC BY SCHNEIDER ELECTRIC | ECOSTRUXURE IT ADVISOR PERPETUAL LICENSE FOR 2 RACKS | SWDCO2ROPS-DIGI | 1080
APC BY SCHNEIDER ELECTRIC | MGE GALAXY 6000 MODULAR UPS 500KVA EMERGENCY SET - SPARE PART KIT LEVEL 1 | WG6T500K-OPT1-SPL1 | 23565
APC BY SCHNEIDER ELECTRIC | ECOSTRUXURE IT ADVISOR BACNET LICENSE | SWDCOBACNET-DIGI | 21600
APC BY SCHNEIDER ELECTRIC | MGE GALAXY 6000 380-415V SBS 500KVA SUPPORT SET - SPARE PART KIT LEVEL 2 | WG6T500K-OPT3-SPL2 | 12045
APC BY SCHNEIDER ELECTRIC | NETSHELTER SX 12U 900MM DEEP SIDE PANEL (QTY 1) | AR7360 | 689
APC BY SCHNEIDER ELECTRIC | ECOSTRUXURE IT ADVISOR 1 YEAR SOFTWARE SUPPORT 1 RACK | WOPS1YR1R-DIGI | 86.29
APC BY SCHNEIDER ELECTRIC | APC SMART-UPS LITHIUM ION 750VA SHORT DEPTH RM 120V SMARTCONNECT TAA-COMPLIANT | SMTL750RM2UCUS | 2015
APC BY SCHNEIDER ELECTRIC | ECOSTRUXURE IT ADVISOR CHANGE PERPETUAL LICENSE FOR 500 RACKS | SWDCO500RCHG-DIGI | 112500
APC BY SCHNEIDER ELECTRIC | 1 YR NBD ON-SITE UPGRADE TO FACTORY WTY WITH MONITORING & DISPATCH (SMARTCONNECT | W1YONSITENBD-AD-02 | 161
APC BY SCHNEIDER ELECTRIC | 5 YR SERVICE COVERAGE WITH MONITORING & DISPATCH (SMARTCONNECT OR NMC REQUIRED) | WMD5YOSNBD-SDL-14 | 1630
APC BY SCHNEIDER ELECTRIC | MGE GALAXY 7000 400KVA SUPPORT SET - SPARE PART KIT LEVEL 2 | WG7T400K-SPL2 | 14905
APC BY SCHNEIDER ELECTRIC | MGE GALAXY 9000 380-400V SBS 1200KVA SUPPORT SET - SPARE PART KIT LEVEL 2 | WG9T1200K-SPL2 | 15580
APC BY SCHNEIDER ELECTRIC | ESSENTIAL INTERVENTION KIT FOR EASY UPS 3S 30KFB | WINT-E3S30KFB-L1 | 537
APC BY SCHNEIDER ELECTRIC | 5 YR ON-SITE WITH IT EXPERT ENABLED DISPATCH SERVICE | WITEDS5YR-SD-05 | 4380
APC BY SCHNEIDER ELECTRIC | 1 YR ON-SITE (OUT OF FACTORY WTY) IT EXPERT ENABLED DISPATCH SERVICE | WITEDS1YROFW-SD-06 | 1630
APC BY SCHNEIDER ELECTRIC | ESSENTIAL INTERVENTION KIT FOR EASY UPS 3S 40KH | WINT-E3S40KHB-L1 | 573
APC BY SCHNEIDER ELECTRIC | 1 YR ON-SITE UPGRADE TO FACTORY WARRANTY WITH IT EXPERT ENABLED DISPATCH SERVICE | WITEDS1YR-SD-05 | 666
APC BY SCHNEIDER ELECTRIC | MGE GALAXY 7000 800KVA SUPPORT SET - SPARE PART KIT LEVEL 2 | WG7T800K-SPL2 | 4810
APC BY SCHNEIDER ELECTRIC | PRO PLUS INTERVENTION KIT FOR EASY UPS 3M 60KH | WINT-E3M60KHB-L1 | 24385
APC BY SCHNEIDER ELECTRIC | MGE EPS 7000 SM COMPLETE SET - SPARE PART KIT LEVEL 3 | WE7TSM-SPL3 | 153205
APC BY SCHNEIDER ELECTRIC | DATA CENTER OPERATION: CAPACITY, 1 YEAR SOFTWARE SUPPORT CONTRACT, 1000 RACKS | WCAP1YR1000R-DIGI | 51797.23
APC BY SCHNEIDER ELECTRIC | 5 YR ON-SITE WITH IT EXPERT ENABLED DISPATCH SERVICE | WITEDS5YR-SD-08 | 11130
APC BY SCHNEIDER ELECTRIC | 5 YR SERVICE COVERAGE WITH MONITORING & DISPATCH (SMARTCONNECT OR NMC REQUIRED) | WMD5YOSNBD-SDL-18 | 5230
APC BY SCHNEIDER ELECTRIC | ESSENTIAL INTERVENTION KIT FOR EASY UPS 3S 30K3I | WINT-E3S30K3I-L1 | 704
APC BY SCHNEIDER ELECTRIC | MGE EPS 8000 555 SM COMPREHENSIVE SET - SPARE PART KIT LEVEL 3 | WE8T555KSM-SPL3 | 118835
APC BY SCHNEIDER ELECTRIC | 1 YR SERVICE COVERAGE WITH MONITORING & DISPATCH FOR MDC LEVEL 2B (SMARTCONNECT | WMD1YOSNBD-DDC-02B | 1315
APC BY SCHNEIDER ELECTRIC | PRO PLUS INTERVENTION KIT FOR EASY UPS 3M 80KHB | WINT-E3M80KH-L1 | 21630
APC BY SCHNEIDER ELECTRIC | MGE GALAXY 7000 500KVA COMPLETE SET - SPARE PART KIT LEVEL 3 | WG7T500K-SPL3 | 37045
APC BY SCHNEIDER ELECTRIC | 5 YR ON-SITE WITH IT EXPERT ENABLED DISPATCH SERVICE | WITEDS5YR-SD-01 | 843
APC BY SCHNEIDER ELECTRIC | ESSENTIAL INTERVENTION KIT FOR EASY UPS 3S 15-20FB | WINT-E3S15-20FB-L1 | 539
APC BY SCHNEIDER ELECTRIC | 3 YR NBD ON-SITE UPGRADE TO FACTORY WTY WITH MONITORING & DISPATCH (SMARTCONNECT | W3YONSITENBD-SD-03 | 611
APC BY SCHNEIDER ELECTRIC | 1 YR ON-SITE (OUT OF FACTORY WTY) WITH MONITORING & DISPATCH (SMARTCONNECT OR NM | WMD1YOSOFW-SD-01 | 485
APC BY SCHNEIDER ELECTRIC | 1 YR ON-SITE FOR LI-ION SMART-UPS WITH IT EXPERT ENABLED DISPATCH SERVICE L16 | WITEDS1YR-SDL-16 | 774
APC BY SCHNEIDER ELECTRIC | ISX0002492688-0004 ON 2025-2497377 | ISX0002492688-0004 | 465426.86
APC BY SCHNEIDER ELECTRIC | MGE EPS 8000 625 SM COMPREHENSIVE SET - SPARE PART KIT LEVEL 3 | WE8T625KSM-SPL3 | 120420
APC BY SCHNEIDER ELECTRIC | 1 YR ON-SITE (OUT OF FACTORY WTY) IT EXPERT ENABLED DISPATCH SERVICE FOR LI-ION | WITEDS1YOFW-SDL-15 | 1405
APC BY SCHNEIDER ELECTRIC | MGE GALAXY 7000 160 / 200KVA COMPLETE SET - SPARE PART KIT LEVEL 3 | WG7T160/200K-SPL3 | 18100
APC BY SCHNEIDER ELECTRIC | ACRD200 LEVEL 3 SPARE PARTS KIT | WACFSURD200-SPL3 | 28810
APC BY SCHNEIDER ELECTRIC | ESSENTIAL INTERVENTION KIT FOR EASY UPS 3S 20KH AND 10KFB1 | WINT-E3S20KH-L1 | 724
APC BY SCHNEIDER ELECTRIC | 5 YR SERVICE COVERAGE WITH MONITORING & DISPATCH (SMARTCONNECT OR NMC REQUIRED) | WMD5YOSNBD-SD-06 | 8895
APC BY SCHNEIDER ELECTRIC | 1 YR ON-SITE UPG TO FACTORY WTY FOR ACCESSORIES WITH IT EXPERT ENABLED DISPATCH | WITEDS1YR-AD-02 | 137
APC BY SCHNEIDER ELECTRIC | PRO PLUS INTERVENTION KIT FOR EASY UPS 3S 10K | WINT-E3S10K-L2 | 12125
APC BY SCHNEIDER ELECTRIC | MGE GALAXY 6000 500KVA EMERGENCY SET - SPARE PART KIT LEVEL 1 | WG6T500K-SPL1 | 25105
APC BY SCHNEIDER ELECTRIC | PRO PLUS INTERVENTION KIT FOR EASY UPS 3S 15-20FB | WINT-E3S15-20FB-L2 | 25975
APC BY SCHNEIDER ELECTRIC | MGE EPS 8000 555 MM COMPREHENSIVE SET - SPARE PART KIT LEVEL 3 | WE8T555KMM-SPL3 | 114890
APC BY SCHNEIDER ELECTRIC | 5 YR SERVICE COVERAGE WITH MONITORING & DISPATCH (SMARTCONNECT OR NMC REQUIRED) | WMD5YOSNBD-SDL-15 | 3735
APC BY SCHNEIDER ELECTRIC | MGE EPS 7000 SM SUPPORT SET - SPARE PART KIT LEVEL 2 | WE7TSM-SPL2 | 60530
APC BY SCHNEIDER ELECTRIC | PRO PLUS INTERVENTION KIT FOR EASY UPS 3S 40KH | WINT-E3S40KHB-L2 | 15885
APC BY SCHNEIDER ELECTRIC | 1 YR ON-SITE (OUT OF FACTORY WTY) IT EXPERT ENABLED DISPATCH SERVICE FOR LI-ION | WITEDS1YOFW-SDL-13 | 778
APC BY SCHNEIDER ELECTRIC | MGE EPS 8000 800 SM EU TL2 COMPREHENSIVE SET - SPARE PART KIT LEVEL 4 | WE8T800K-OPT1-SPL4 | 170590
APC BY SCHNEIDER ELECTRIC | MGE GALAXY 7000 250/300KVA EMERGENCY SET - SPARE PART KIT LEVEL 1 | WG7T250/300K-SPL1 | 1865
APC BY SCHNEIDER ELECTRIC | MGE EPS 7000 MM COMPLETE SET- SPARE PART KIT LEVEL 3 | WE7TMM-SPL3 | 140725
APC BY SCHNEIDER ELECTRIC | 1 YR ON-SITE (OUT OF FACTORY WTY) WITH MONITORING & DISPATCH (SMARTCONNECT OR NM | WMD1YOSOFW-SD-02 | 638
APC BY SCHNEIDER ELECTRIC | IT EXPERT ENABLED DISPATCH SERVICES OPERATOR TRAINING FOR L1 TROUBLESHOOTING | WITEDS-TT-D1 | 1640
APC BY SCHNEIDER ELECTRIC | ESSENTIAL INTERVENTION KIT FOR EASY UPS 3S 15K3I | WINT-E3S15K3I-L1 | 879
APC BY SCHNEIDER ELECTRIC | 1 YR ON-SITE (OUT OF FACTORY WTY) WITH MONITORING & DISPATCH FOR LI-ION SMART-UP | WMD1YOSOFW-SDL-13 | 870
APC BY SCHNEIDER ELECTRIC | MGE EPS 8000 800 SM EU TL3 COMPLETE SET - SPARE PART KIT LEVEL 3 | WE8T800K-SPL3 | 128035
APC BY SCHNEIDER ELECTRIC | MGE GALAXY 6000 UNITARY UPS 250/300KVA SUPPORT SET - SPARE PART KIT LEVEL 2 | WG6T250/300K-SPL2 | 55255
APC BY SCHNEIDER ELECTRIC | MGE GALAXY 9000 PARALLEL UPS 900KVA SUPPORT SET - SPARE PART KIT LEVEL 2 | WG9T900K-OPT2-SPL2 | 55540
APC BY SCHNEIDER ELECTRIC | MGE GALAXY 6000 380-415V SBS 2000KVA COMPLETE SET - SPARE PART KIT LEVEL 3 | WG6T2000K-SPL3 | 37515
APC BY SCHNEIDER ELECTRIC | 1 YR NBD ON-SITE UPGRADE TO FACTORY WTY WITH MONITORING & DISPATCH (SMARTCONNECT | W1YONSITENBD-SD-06 | 963
APC BY SCHNEIDER ELECTRIC | RACK PDU 2G, METERED-BY-OUTLET WITH SWITCHING, ZEROU, 30A, 100-120V, (24) 5-20R | AP8632US | 3915
APC BY SCHNEIDER ELECTRIC | ESSENTIAL INTERVENTION KIT FOR EASY UPS 3S 15KH | WINT-E3S15KH-L1 | 594
APC BY SCHNEIDER ELECTRIC | MGE GALAXY 6000 UNITARY UPS 160/200KVA SUPPORT SET - SPARE PART KIT LEVEL 2 | WG6T160/200K-SPL2 | 54895
APC BY SCHNEIDER ELECTRIC | 1 YR ON-SITE (OUT OF FACTORY WTY) IT EXPERT ENABLED DISPATCH SERVICE | WITEDS1YROFW-SD-02 | 513
APC BY SCHNEIDER ELECTRIC | MGE GALAXY 6000 PARALLEL UPS 600KVA SUPPORT SET - SPARE PART KIT LEVEL 2 | WG6T600K-OPT2-SPL2 | 57765
APC BY SCHNEIDER ELECTRIC | 1 YR ON-SITE UPGRADE TO FACTORY WARRANTY WITH IT EXPERT ENABLED DISPATCH SERVICE | WITEDS1YR-SD-06 | 773
APC BY SCHNEIDER ELECTRIC | 5 YR ON-SITE WITH IT EXPERT ENABLED DISPATCH SERVICE | WITEDS5YR-SDL-17 | 3970
APC BY SCHNEIDER ELECTRIC | 1 YR ON-SITE UPGRADE TO FACTORY WARRANTY WITH IT EXPERT ENABLED DISPATCH SERVICE | WITEDS1YR-SD-07 | 882
APC BY SCHNEIDER ELECTRIC | ISX0002426661-0014 ON 2025-2498523 | ISX0002426661-0014 | 433658.29
APC BY SCHNEIDER ELECTRIC | PRO PLUS INTERVENTION KIT FOR EASY UPS 3S 15KH | WINT-E3S15KH-L2 | 13005
APC BY SCHNEIDER ELECTRIC | MGE GALAXY 6000 UNITARY UPS 250/300KVA COMPLETE SET - SPARE PART KIT LEVEL 3 | WG6T250/300K-SPL3 | 68080
APC BY SCHNEIDER ELECTRIC | MGE GALAXY 9000 900KVA COMPLETE SET - SPARE PART KIT LEVEL 3 | WG9T900K-SPL3 | 97400
APC BY SCHNEIDER ELECTRIC | MGE GALAXY 6000 PARALLEL UPS 500KVA SUPPORT SET - SPARE PART KIT LEVEL 2 | WG6T500K-OPT2-SPL2 | 53445
APC BY SCHNEIDER ELECTRIC | PRO PLUS INTERVENTION KIT FOR EASY UPS 3L 600KH AND GALAXY UPS 3L 600KHT | WINT-E3L600KH-L1 | 45075
APC BY SCHNEIDER ELECTRIC | PRO PLUS INTERVENTION KIT FOR EASY UPS 3L 500KH AND GALAXY UPS 3L 500KHT | WINT-E3L500KH-L1 | 40125
APC BY SCHNEIDER ELECTRIC | 1 YR NBD ON-SITE UPGRADE TO FACTORY WTY WITH MONITORING & DISPATCH (SMARTCONNECT | W1YONSITENBD-SD-03 | 209
APC BY SCHNEIDER ELECTRIC | ACRD101 LEVEL 3 SPARE PARTS KIT | WACFSURD101-SPL3 | 30620
APC BY SCHNEIDER ELECTRIC | ACRD201 LEVEL 3 SPARE PARTS KIT | WACFSURD201-SPL3 | 28920
APC BY SCHNEIDER ELECTRIC | ESSENTIAL INTERVENTION KIT FOR EASY UPS 3S 10KFB | WINT-E3S10KFB-L1 | 778
APC BY SCHNEIDER ELECTRIC | PRO PLUS INTERVENTION KIT FOR EASY UPS 3S 20KH AND 10KFB1 | WINT-E3S20KH-L2 | 17905
APC BY SCHNEIDER ELECTRIC | MGE EPS 8000 555-625 EMERGENCY SET - SPARE PART KIT LEVEL 1 | WE8T555K625-SPL1 | 7220
APC BY SCHNEIDER ELECTRIC | ECOSTRUXURE IT ADVISOR: IT OPTIMIZE 1 RACK | SWDCO1ITO-DIGI | 69
APC BY SCHNEIDER ELECTRIC | 5 YR ON-SITE WITH IT EXPERT ENABLED DISPATCH SERVICE | WITEDS5YR-SD-02 | 843
APC BY SCHNEIDER ELECTRIC | MGE EPS 8000 800 MM EU TL2 COMPREHENSIVE SET - SPARE PART KIT LEVEL 4 | WE8T800K-OPT2-SPL4 | 163760
APC BY SCHNEIDER ELECTRIC | 5 YR SERVICE COVERAGE WITH MONITORING & DISPATCH (SMARTCONNECT OR NMC REQUIRED) | WMD5YOSNBD-SD-07 | 11125
APC BY SCHNEIDER ELECTRIC | PRO PLUS INTERVENTION KIT FOR EASY UPS 3M 60KHB | WINT-E3M60KH-L1 | 25735
APC BY SCHNEIDER ELECTRIC | MGE GALAXY 6000 MODULAR UPS 450KVA COMPLETE SET - SPARE PART KIT LEVEL 3 | WG6T450K-OPT1-SPL3 | 82380
APC BY SCHNEIDER ELECTRIC | 1 YR ON-SITE (OUT OF FACTORY WTY) WITH MONITORING & DISPATCH FOR LI-ION SMART-UP | WMD1YOSOFW-SDL-17 | 3990
APC BY SCHNEIDER ELECTRIC | MGE EPS 8000 555 MM COMPLETE SET - SPARE PART KIT LEVEL 4 | WE8T555KMM-SPL4 | 163680
APC BY SCHNEIDER ELECTRIC | MGE GALAXY 6000 UNITARY UPS 400KVA COMPLETE SET - SPARE PART KIT LEVEL 3 | WG6T400K-SPL3 | 90345
APC BY SCHNEIDER ELECTRIC | MGE EPS 8000 625 SM COMPLETE SET - SPARE PART KIT LEVEL 4 | WE8T625KSM-SPL4 | 171550
APC BY SCHNEIDER ELECTRIC | MGE GALAXY 7000 500KVA SUPPORT SET - SPARE PART KIT LEVEL 2 | WG7T500K-SPL2 | 15165
APC BY SCHNEIDER ELECTRIC | MGE GALAXY 6000 400KVA EMERGENCY SET - SPARE PART KIT LEVEL 1 | WG6T400K-SPL1 | 22905
APC BY SCHNEIDER ELECTRIC | 1 YR ON-SITE (OUT OF FACTORY WTY) WITH MONITORING & DISPATCH FOR LI-ION SMART-UP | WMD1YOSOFW-SDL-18 | 4915
APC BY SCHNEIDER ELECTRIC | MGE EPS 8000 625 600V SUPPORT SET - SPARE PART KIT LEVEL 2 | WE8T625K-OPT1-SPL2 | 69630
APC BY SCHNEIDER ELECTRIC | MGE GALAXY 6000 450KVA EMERGENCY SET - SPARE PART KIT LEVEL 1 | WG6T450K-SPL1 | 24610
APC BY SCHNEIDER ELECTRIC | 1 YR ON-SITE FOR LI-ION SMART-UPS WITH IT EXPERT ENABLED DISPATCH SERVICE L17 | WITEDS1YR-SDL-17 | 882
APC BY SCHNEIDER ELECTRIC | MGE GALAXY 6000 PARALLEL UPS 250/300KVA SUPPORT SET - SPARE PART KIT LEVEL 2 | WG6T250K-OPT2-SPL2 | 56350
APC BY SCHNEIDER ELECTRIC | 5 YR SERVICE COVERAGE WITH MONITORING & DISPATCH (SMARTCONNECT OR NMC REQUIRED) | WMD5YOSNBD-SDL-17 | 4955
APC BY SCHNEIDER ELECTRIC | MGE EPS 8000 625-800 50HZ EMERGENCY SET - SPARE PART KIT LEVEL 1 | WE8T625K800-SPL1 | 6675
APC BY SCHNEIDER ELECTRIC | 5 YR SERVICE COVERAGE WITH MONITORING & DISPATCH (SMARTCONNECT OR NMC REQUIRED) | WMD5YOSNBD-SD-08 | 12365
APC BY SCHNEIDER ELECTRIC | 1 YR SERVICE COVERAGE WITH MONITORING & DISPATCH FOR MDC LEVEL 2C (SMARTCONNECT | WMD1YOSNBD-DDC-02C | 1710
APC BY SCHNEIDER ELECTRIC | ACRD200 LEVEL 2 SPARE PARTS KIT | WACFSURD200-SPL2 | 16870
APC BY SCHNEIDER ELECTRIC | MGE GALAXY 6000 PARALLEL UPS 450KVA SUPPORT SET - SPARE PART KIT LEVEL 2 | WG6T450K-OPT2-SPL2 | 52960
APC BY SCHNEIDER ELECTRIC | ISX0002493849-0004-ET ON 2025-2501126 | ISX0002493849-0004-ET | 261472.3
APC BY SCHNEIDER ELECTRIC | SMART-UPS VT REVITALIZATION FOR (1) 20 KVA 208V UPS 3:3 WITH ECOSTRUXURE SERVICE | WMPRS1F-VT-20-3E | 28060
APC BY SCHNEIDER ELECTRIC | SMART-UPS VT REVITALIZATION FOR (1) 20 KVA 208V UPS 3:3 WITH 1 YEAR ON-SITE WARR | WMPRS1F-VT-20-3 | 23000
APC BY SCHNEIDER ELECTRIC | SMART-UPS VT REVITALIZATION FOR (1) 30 KVA 208V UPS 3:3 WITH 1 YEAR ON-SITE WARR | WMPRS1F-VT-30-3 | 28095
APC BY SCHNEIDER ELECTRIC | ISX0002489834-0004 ON 2025-2498580 | ISX0002489834-0004 | 141058.19
APC BY SCHNEIDER ELECTRIC | 1 YEAR ECOCARE FOR SINGLE-PHASE UPS SYMMETRA LX UPGRADE TO FACTORY WARRANTY | ECO1PH1YFWSY00 | 1325
APC BY SCHNEIDER ELECTRIC | 1 YEAR ECOCARE FOR SINGLE-PHASE UPS FOR OUT OF FACTORY WARRANTY SYMMETRA LX L06 | ECO1PH1YOFWSY06 | 2960
APC BY SCHNEIDER ELECTRIC | ISX0002496585-0005 ON 2025-2504387-1 | ISX0002496585-0005 | 52216.7
APC BY SCHNEIDER ELECTRIC | DATA CENTER OPERATION: IT OPTIMIZE, 1 YEAR SOFTWARE SUPPORT CONTRACT, 1000 RACKS | WITO1YR1000R-DIGI | 5482.3
APC BY SCHNEIDER ELECTRIC | MGE EPS 7000 MM SUPPORT SET - SPARE PART KIT LEVEL 2 | WE7TMM-SPL2 | 60310
APC BY SCHNEIDER ELECTRIC | MGE GALAXY 6000 PARALLEL UPS 250/300KVA COMPLETE SET - SPARE PART KIT LEVEL 3 | WG6T250K-OPT2-SPL3 | 89130
APC BY SCHNEIDER ELECTRIC | ECOSTRUXURE IT ADVISOR CAPACITY PERPETUAL LICENSE FOR 500 RACKS | SWDCO500RCAP-DIGI | 112500
APC BY SCHNEIDER ELECTRIC | 1 YR ON-SITE UPGRADE TO FACTORY WARRANTY WITH IT EXPERT ENABLED DISPATCH SERVICE | WITEDS1YR-SD-01 | 128
APC BY SCHNEIDER ELECTRIC | 1 YR ON-SITE UPGRADE TO FACTORY WARRANTY WITH IT EXPERT ENABLED DISPATCH SERVICE | WITEDS1YR-SD-03 | 164
APC BY SCHNEIDER ELECTRIC | 1 YR SERVICE COVERAGE WITH MONITORING & DISPATCH FOR LI-ION SMART-UPS L17 | WMD1YOSNBD-SDL-17 | 1100
APC BY SCHNEIDER ELECTRIC | MGE GALAXY 7000 400KVA COMPLETE SET - SPARE PART KIT LEVEL 3 | WG7T400K-SPL3 | 23610
APC BY SCHNEIDER ELECTRIC | MGE GALAXY 7000 160 / 200KVA SUPPORT SET - SPARE PART KIT LEVEL 2 | WG7T160/200K-SPL2 | 11830
APC BY SCHNEIDER ELECTRIC | 5 YR ON-SITE WITH IT EXPERT ENABLED DISPATCH SERVICE | WITEDS5YR-SD-03 | 1190
APC BY SCHNEIDER ELECTRIC | 1 YR ON-SITE FOR LI-ION SMART-UPS WITH IT EXPERT ENABLED DISPATCH SERVICE L13 | WITEDS1YR-SDL-13 | 164
APC BY SCHNEIDER ELECTRIC | 1 YR ON-SITE (OUT OF FACTORY WTY) WITH MONITORING & DISPATCH (SMARTCONNECT OR NM | WMD1YOSOFW-SD-05 | 1060
APC BY SCHNEIDER ELECTRIC | 1 YR SERVICE COVERAGE WITH MONITORING & DISPATCH FOR MDC LEVEL 1B (SMARTCONNECT | WMD1YOSNBD-DDC-01B | 1100
APC BY SCHNEIDER ELECTRIC | PRO PLUS INTERVENTION KIT FOR EASY UPS 3S 40KFB | WINT-E3S40KFB-L2 | 34805
APC BY SCHNEIDER ELECTRIC | RACK PDU 2G, METERED BY OUTLET WITH SWIT | AP8641US | 4095
APC BY SCHNEIDER ELECTRIC | APC NETSHELTER RACK PDU ADVANCED, SWITCHED METERED OUTLET, 11.5KW, 3PH, 415V, 20 | APDU11250SM | 5450
APC BY SCHNEIDER ELECTRIC | APC NETSHELTER RACK PDU ADVANCED, SWITCHED, 3PH, 17.3KW, 208V, 60A, 460P9, 42 OU | APDU11452SW | 6670
APC BY SCHNEIDER ELECTRIC | APC NETSHELTER RACK PDU ADVANCED, SWITCHED, 8.6KW, 3PH, 208V, 30A, L21-30P, 48 O | APDU11351SW | 5015
APC BY SCHNEIDER ELECTRIC | APC NETSHELTER RACK PDU ADVANCED, SWITCHED METERED OUTLET, 3PH, 17.3KW, 208V, 60 | APDU11452SM | 8035
APC BY SCHNEIDER ELECTRIC | APC NETSHELTER RACK PDU ADVANCED, METERED, 17.3KW, 3PH, 415V, 30A, 530P6, 48 OUT | APDU11350ME | 3760
APC BY SCHNEIDER ELECTRIC | PRO PLUS INTERVENTION KIT FOR EASY UPS 3S 30KFB | WINT-E3S30KFB-L2 | 28710
APC BY SCHNEIDER ELECTRIC | MGE GALAXY 6000 PARALLEL UPS 500KVA COMPLETE SET - SPARE PART KIT LEVEL 3 | WG6T500K-OPT2-SPL3 | 81490
APC BY SCHNEIDER ELECTRIC | 1 YR NBD ON-SITE UPGRADE TO FACTORY WTY WITH MONITORING & DISPATCH (SMARTCONNECT | W1YONSITENBD-SD-02 | 161
APC BY SCHNEIDER ELECTRIC | 1 YR ON-SITE (OUT OF FACTORY WTY) WITH MONITORING & DISPATCH FOR LI-ION SMART-UP | WMD1YOSOFW-SDL-11 | 663
APC BY SCHNEIDER ELECTRIC | MGE GALAXY 6000 UNITARY UPS 600KVA SUPPORT SET - SPARE PART KIT LEVEL 2 | WG6T600K-SPL2 | 56470
APC BY SCHNEIDER ELECTRIC | MGE GALAXY 6000 MODULAR UPS 500KVA COMPLETE SET - SPARE PART KIT LEVEL 3 | WG6T500K-OPT1-SPL3 | 84720
APC BY SCHNEIDER ELECTRIC | PRO PLUS INTERVENTION KIT FOR EASY UPS 3S 30KH AND 15KFB1 | WINT-E3S30KH-L2 | 18910
APC BY SCHNEIDER ELECTRIC | ASSY SENSOR 1MVA TEMP BATTERY | 0J-0M-1160 | 196.2
APC BY SCHNEIDER ELECTRIC | MGE GALAXY 9000 380-415V SBS 2000KVA COMPLETE SET - SPARE PART KIT LEVEL 3 | WG9T2000K-SPL3 | 37515
APC BY SCHNEIDER ELECTRIC | MGE GALAXY 6000 MODULAR UPS 400KVA EMERGENCY SET - SPARE PART KIT LEVEL 1 | WG6T400K-OPT1-SPL1 | 21530
APC BY SCHNEIDER ELECTRIC | 1 YR ON-SITE (OUT OF FACTORY WTY) IT EXPERT ENABLED DISPATCH SERVICE FOR LI-ION | WITEDS1YOFW-SDL-11 | 578
APC BY SCHNEIDER ELECTRIC | MGE EPS 8000 555 SM 600V COMPLETE SET - SPARE PART KIT LEVEL 3 | WE8T555K-OPT1-SPL3 | 131390
APC BY SCHNEIDER ELECTRIC | MGE GALAXY 6000 250/300KVA EMERGENCY SET - SPARE PART KIT LEVEL 1 | WG6T250/300K-SPL1 | 21505
APC BY SCHNEIDER ELECTRIC | MGE GALAXY 6000 MODULAR UPS 450KVA EMERGENCY SET - SPARE PART KIT LEVEL 1 | WG6T450K-OPT1-SPL1 | 23080
APC BY SCHNEIDER ELECTRIC | MGE EPS 8000 555 600V SUPPORT SET - SPARE PART KIT LEVEL 2 | WE8T555K-OPT1-SPL2 | 69065
APC BY SCHNEIDER ELECTRIC | 1 YR SERVICE COVERAGE WITH MONITORING & DISPATCH FOR MDC LEVEL 3B (SMARTCONNECT | WMD1YOSNBD-DDC-03B | 2505
APC BY SCHNEIDER ELECTRIC | 5 YR ON-SITE WITH IT EXPERT ENABLED DISPATCH SERVICE | WITEDS5YR-SDL-16 | 3475
APC BY SCHNEIDER ELECTRIC | MGE EPS 8000 555 MM 600V COMPLETE SET - SPARE PART KIT LEVEL 3 | WE8T555K-OPT2-SPL3 | 130150
APC BY SCHNEIDER ELECTRIC | MGE GALAXY 6000 UNITARY UPS 160/200KVA COMPLETE SET - SPARE PART KIT LEVEL 3 | WG6T160/200K-SPL3 | 101200
APC BY SCHNEIDER ELECTRIC | 5 YR SERVICE COVERAGE WITH MONITORING & DISPATCH (SMARTCONNECT OR NMC REQUIRED) | WMD5YOSNBD-SDL-13 | 1020
APC BY SCHNEIDER ELECTRIC | 1 YR SERVICE COVERAGE WITH MONITORING & DISPATCH FOR LI-ION SMART-UPS L18 | WMD1YOSNBD-SDL-18 | 1165
APC BY SCHNEIDER ELECTRIC | SCHEDULING UPGRADE TO 7X24 FOR MBRS | WUPGMBRS7X24-MB-00 | 1800
APC BY SCHNEIDER ELECTRIC | MGE GALAXY 6000 UNITARY UPS 500KVA SUPPORT SET - SPARE PART KIT LEVEL 2 | WG6T500K-SPL2 | 52150
APC BY SCHNEIDER ELECTRIC | 1 YR ON-SITE (OUT OF FACTORY WTY) WITH MONITORING & DISPATCH FOR LI-ION SMART-UP | WMD1YOSOFW-SDL-14 | 1105
APC BY SCHNEIDER ELECTRIC | ESSENTIAL INTERVENTION KIT FOR EASY UPS 3S 40KHB AND 20KFB1 | WINT-E3S40KH-L1 | 571
APC BY SCHNEIDER ELECTRIC | SCHEDULING UPGRADE TO 7X24 FOR MPRS | WUPGMPRS7X24-MP-00 | 3847.14
APC BY SCHNEIDER ELECTRIC | ISX0002499488-0002 ON 2025-2514624 | ISX0002499488-0002 | 337592.66
APC BY SCHNEIDER ELECTRIC | ACRD100 LEVEL 3 SPARE PARTS KIT | WACFSURD100-SPL3 | 26040
APC BY SCHNEIDER ELECTRIC | 1 YR SERVICE COVERAGE WITH MONITORING & DISPATCH FOR LI-ION SMART-UPS L16 | WMD1YOSNBD-SDL-16 | 967
APC BY SCHNEIDER ELECTRIC | 5 YR ON-SITE WITH IT EXPERT ENABLED DISPATCH SERVICE | WITEDS5YR-SDL-14 | 1335
APC BY SCHNEIDER ELECTRIC | 1 YR NBD ON-SITE UPGRADE TO FACTORY WTY WITH MONITORING & DISPATCH (SMARTCONNECT | W1YONSITENBD-SD-07 | 1105
APC BY SCHNEIDER ELECTRIC | MGE EPS 7000 600V SM COMPLETE SET - SPARE PART KIT LEVEL 3 | WE7TSM-OPT1-SPL3 | 127045
APC BY SCHNEIDER ELECTRIC | MGE GALAXY 6000 UNITARY UPS 450KVA COMPLETE SET - SPARE PART KIT LEVEL 3 | WG6T450K-SPL3 | 77365
APC BY SCHNEIDER ELECTRIC | 3 YR ON-SITE UPGRADE TO FACTORY WARRANTY WITH IT EXPERT ENABLED DISPATCH SERVICE | WITEDS3YR-SD-05 | 2200
APC BY SCHNEIDER ELECTRIC | FOOT LEVELING M10 X 51 L X 28 OD ROHS | 0J-825-0035C | 49.5
APC BY SCHNEIDER ELECTRIC | APC HIGH PERFORMANCE BATTERY MODULE FOR THE SYMMETRA PX 250/500KW | SYBT9-B6 | 7863.93
APC BY SCHNEIDER ELECTRIC | ISX0002502123-0002 ON 2025-2517718 | ISX0002502123-0002 | 45609.23
APC BY SCHNEIDER ELECTRIC | ISX0002502128-0004 ON 2025-2517719 | ISX0002502128-0004 | 67781.59
APC BY SCHNEIDER ELECTRIC | 1 YR ON-SITE UPGRADE TO FACTORY WARRANTY WITH IT EXPERT ENABLED DISPATCH SERVICE | WITEDS1YR-SD-02 | 128
APC BY SCHNEIDER ELECTRIC | 1 YR ON-SITE (OUT OF FACTORY WTY) IT EXPERT ENABLED DISPATCH SERVICE | WITEDS1YROFW-SD-03 | 546
APC BY SCHNEIDER ELECTRIC | MGE GALAXY 6000 UNITARY UPS 600KVA COMPLETE SET - SPARE PART KIT LEVEL 3 | WG6T600K-SPL3 | 93555
APC BY SCHNEIDER ELECTRIC | MGE GALAXY 6000 PARALLEL UPS 600KVA COMPLETE SET - SPARE PART KIT LEVEL 3 | WG6T600K-OPT2-SPL3 | 96610
APC BY SCHNEIDER ELECTRIC | MGE EPS 8000 800 SM EU TL3 600V COMPLETE SET - SPARE PART KIT LEVEL 3 | WE8T800K-OPT4-SPL3 | 130590
APC BY SCHNEIDER ELECTRIC | 1 YR SERVICE COVERAGE WITH MONITORING & DISPATCH FOR LI-ION SMART-UPS L14 | WMD1YOSNBD-SDL-14 | 364
APC BY SCHNEIDER ELECTRIC | 1 YR ON-SITE (OUT OF FACTORY WTY) IT EXPERT ENABLED DISPATCH SERVICE | WITEDS1YROFW-SD-08 | 3265
APC BY SCHNEIDER ELECTRIC | ECOSTRUXURE IT ADVISOR PERPETUAL LICENSE FOR 1000 RACKS | SWDCO1000ROPS-DIGI | 126000
APC BY SCHNEIDER ELECTRIC | 1 YR NBD ON-SITE UPGRADE TO FACTORY WTY WITH MONITORING & DISPATCH (SMARTCONNECT | W1YONSITENBD-SD-01 | 161
APC BY SCHNEIDER ELECTRIC | 1 YR ON-SITE (OUT OF FACTORY WTY) IT EXPERT ENABLED DISPATCH SERVICE FOR LI-ION | WITEDS1YOFW-SDL-18 | 4270
APC BY SCHNEIDER ELECTRIC | 1 YR ON-SITE (OUT OF FACTORY WTY) IT EXPERT ENABLED DISPATCH SERVICE | WITEDS1YROFW-SD-07 | 2650
APC BY SCHNEIDER ELECTRIC | 1 YR SERVICE COVERAGE WITH MONITORING & DISPATCH FOR LI-ION SMART-UPS L15 | WMD1YOSNBD-SDL-15 | 830
APC BY SCHNEIDER ELECTRIC | ESSENTIAL INTERVENTION KIT FOR EASY UPS 3S 20K3I | WINT-E3S20K3I-L1 | 724
APC BY SCHNEIDER ELECTRIC | MGE EPS 7000 600V SM EMERGENCY SET - SPARE PART KIT LEVEL 1 | WE7TSM-OPT1-SPL1 | 18095
APC BY SCHNEIDER ELECTRIC | MGE GALAXY 6000 MODULAR UPS 450KVA SUPPORT SET - SPARE PART KIT LEVEL 2 | WG6T450K-OPT1-SPL2 | 51400
APC BY SCHNEIDER ELECTRIC | MGE GALAXY 9000 380-400V SBS 1200KVA COMPLETE SET - SPARE PART KIT LEVEL 3 | WG9T1200K-SPL3 | 28540
APC BY SCHNEIDER ELECTRIC | MMGE EPS 8000 555 SM COMPLETE SET - SPARE PART KIT LEVEL 4 | WE8T555KSM-SPL4 | 169850
APC BY SCHNEIDER ELECTRIC | 3 YR NBD ON-SITE UPGRADE TO FACTORY WTY WITH MONITORING & DISPATCH (SMARTCONNECT | W3YONSITENBD-SD-04 | 1090
APC BY SCHNEIDER ELECTRIC | ISX0002293074-0006 ON 2023-2044469-5 | ISX0002293074-0006 | 212838.19
APC BY SCHNEIDER ELECTRIC | SCHEDULING UPGRADE TO 7X24 FOR MPRS | WUPGMPRS7X24-MP-00 | 2475
APC BY SCHNEIDER ELECTRIC | APC NETSHELTER RACK PDU ADVANCED, METERED, 34.6KW, 3PH, 415V, 60A, 560P6, 42 OUT | APDU11450ME | 5870
APC BY SCHNEIDER ELECTRIC | ISX0002504296-0009 ON 2025-2523208 | ISX0002504296-0009 | 196020.22
APC BY SCHNEIDER ELECTRIC | BATTERY & PARTS 5X8 DELIVERY AND SAME DAY DISPOSAL SERVICE | QWBR-QJGU71309-00 | 3928.5
APC BY SCHNEIDER ELECTRIC | SCHEDULING UPGRADE TO 7X24 FOR MBRS | WUPGMBRS7X24-MB-00 | 1166.4
APC BY SCHNEIDER ELECTRIC | APC NETSHELTER RACK PDU ADVANCED, METERED, 11.5KW, 3PH, 415V, 20A, 520P6, 42 OUT | APDU11250ME | 2535
APC BY SCHNEIDER ELECTRIC | APC NETSHELTER RACK PDU ADVANCED, SWITCHED, 11.5KW, 3PH, 415V, 20A, 520P6, 42 OU | APDU11250SW | 4155
APC BY SCHNEIDER ELECTRIC | APC NETSHELTER RACK PDU ADVANCED, SWITCHED METERED OUTLET, 17.3KW, 3PH, 415V, 30 | APDU11350SM | 6985
APC BY SCHNEIDER ELECTRIC | APC NETSHELTER RACK PDU ADVANCED, SWITCHED,17.3KW, 3PH, 415V, 30A, 530P6, 48 OUT | APDU11350SW | 5025
APC BY SCHNEIDER ELECTRIC | APC NETSHELTER RACK PDU ADVANCED, SWITCHED METERED OUTLET, 34.6KW, 3PH, 415V, 60 | APDU11450SM | 9290
APC BY SCHNEIDER ELECTRIC | APC NETSHELTER RACK PDU ADVANCED, SWITCHED, 34.6KW, 3PH, 415V, 60A, 560P6, 42 OU | APDU11450SW | 7705
APC BY SCHNEIDER ELECTRIC | APC NETSHELTER SX NETWORKING ENCLOSURE GEN2, 42U,1991HX750WX1070DMM,WITH VERTICA | AR3140B2 | 5965
APC BY SCHNEIDER ELECTRIC | APC NETSHELTER SX NETWORKING ENCLOSURE GEN2, 48U,2258HX750WX1200DMM, WITH VERTIC | AR3347B2 | 7035
APC BY SCHNEIDER ELECTRIC | APC SMART-UPS LITHIUM ION 22000VA RM 120V SMARTCONNECT TAA-COMPLIANT | SMTL2200RM2UCUS | 5605
APC BY SCHNEIDER ELECTRIC | 5.4KVA, RACKMOUNT 3U, 208V, 2X L6-20R+2X L6-30R NEMA OUTLETS, EXTENDED RUNTIME, | SRT5KRMXLT-A | 10725
APC BY SCHNEIDER ELECTRIC | 5KVA, RACKMOUNT 5U, 208V, 12 5-20R+2 L6-20R+2 L6-30R NEMA, W/ RAIL KIT, W/ TRANS | SRT5KRMXLT-5KTF-A | 13130
APC BY SCHNEIDER ELECTRIC | 6KVA/6KW, RACKMOUNT 4U, 208V, 2X L6-20R+3X L6-30R NEMA OUTLETS, EXTENDED RUNTIME | SRT6KRMXLT-A | 12285
APC BY SCHNEIDER ELECTRIC | 8KVA/8KW, RACKMOUNT 6U, 208V, 4X L6-20R+2X L6-30R NEMA OUTLETS, EXTENDED RUNTIME | SRT8KRMXLT-A | 14475
APC BY SCHNEIDER ELECTRIC | 10KVA/10KW, RACKMOUNT 6U, 208V, 4X L6-20R+2X L6-30R NEMA OUTLETS, EXTENDED RUNTI | SRT10KRMXLT-A | 16780
APC BY SCHNEIDER ELECTRIC | DOOR RH FR 38U NSCX | 0J-0M-815894 | 2165.4
APC BY SCHNEIDER ELECTRIC | SCHEDULING UPGRADE TO 7X24 FOR MPRS | WUPGMPRS7X24-MP-00 | 1683
APC BY SCHNEIDER ELECTRIC | APC RACK PDU 9000 SWITCHED, ZEROU, 17.2KW, 208V, (42) C13, (6) C19 TAA | APDU9967US | 6955
APC BY SCHNEIDER ELECTRIC | NETBOTZ ROOM MONITOR 755 TAA | NBWL0755TAA | 4235
APC BY SCHNEIDER ELECTRIC | APC SMART-UPS LITHIUM ION 1000VA SHORT DEPTH RM 120V SMARTCONNECT TAA-COMPLIANT | SMTL1000RM2UCUS | 3030
APC BY SCHNEIDER ELECTRIC | NETBOTZ RACK MONITOR 250A TAA | NBRK0250ATAA | 1185
APC BY SCHNEIDER ELECTRIC | ISX0002453241-0002 ON 2025-2535189 | ISX0002453241-0002 | 164266.16
APC BY SCHNEIDER ELECTRIC | ISX0002507602-0003 ON 2025-2532229 | ISX0002507602-0003 | 60639.57
APC BY SCHNEIDER ELECTRIC | ISX0002510042-0002 ON 2025-2536874 | ISX0002510042-0002 | 100868.22
APC BY SCHNEIDER ELECTRIC | ISX0002480966-0002 ON 2025-2541433 | ISX0002480966-0002 | 219059.6
APC BY SCHNEIDER ELECTRIC | APC NETSHELTER RACK PDU ADVANCED, METERED OUTLET, 3PH, 17.3KW, 208V, 60A, 460P9, | APDU11452MO | 7185
APC BY SCHNEIDER ELECTRIC | APC NETSHELTER SX NETWORKING ENCLOSURE GEN2, 42U,1991HX750WX1200DMM, WITH VERTIC | AR3340B2 | 6310
APC BY SCHNEIDER ELECTRIC | APC NETSHELTER RACK PDU ADVANCED, METERED OUTLET, 17.3KW, 3PH, 415V, 30A, 530P6, | APDU11350MO | 6505
APC BY SCHNEIDER ELECTRIC | 1 YEAR ECOCARE ADVANCED SERVICE PLAN FOR MODULAR DATA CENTER POWER MODULE 1750KW | ECRADVPFP1YSP-03 | 40185
APC BY SCHNEIDER ELECTRIC | ESSENTIAL INTERVENTION KIT FOR EASY UPS 3S 30KH AND 15KFB1 | WINT-E3S30KH-L1 | 704
APC BY SCHNEIDER ELECTRIC | MGE GALAXY 6000 600KVA EMERGENCY SET - SPARE PART KIT LEVEL 1 | WG6T600K-SPL1 | 22405
APC BY SCHNEIDER ELECTRIC | MGE GALAXY 6000 PARALLEL UPS 400KVA SUPPORT SET - SPARE PART KIT LEVEL 2 | WG6T400K-OPT2-SPL2 | 57880
APC BY SCHNEIDER ELECTRIC | 1 YR SERVICE COVERAGE WITH MONITORING & DISPATCH FOR MDC LEVEL 1A (SMARTCONNECT | WMD1YOSNBD-DDC-01A | 611
APC BY SCHNEIDER ELECTRIC | MGE GALAXY 7000 160 / 200KVA EMERGENCY SET - SPARE PART KIT LEVEL 1 | WG7T160/200K-SPL1 | 1710
APC BY SCHNEIDER ELECTRIC | 1 YR ON-SITE (OUT OF FACTORY WTY) IT EXPERT ENABLED DISPATCH SERVICE FOR LI-ION | WITEDS1YOFW-SDL-14 | 1045
APC BY SCHNEIDER ELECTRIC | MGE GALAXY 6000 160/200KVA EMERGENCY SET - SPARE PART KIT LEVEL 1 | WG6T160/200K-SPL1 | 21090
APC BY SCHNEIDER ELECTRIC | ECOSTRUXURE IT ADVISOR CAPACITY PERPETUAL LICENSE FOR 1000 RACKS | SWDCO1000RCAP-DIGI | 217800
APC BY SCHNEIDER ELECTRIC | 1 YEAR ECOCARE ADVANCED SERVICE PLAN FOR MODULAR DATA CENTER ALL-IN-ONE 200KW-24 | ECRADVPFI1YSP-04 | 32685
APC BY SCHNEIDER ELECTRIC | APC SMART-UPS MODULAR ULTRA 15KW FRAME, N+1 REDUNDANT, TOWER, 208/240V, 18U RACK | SRYLF15T18 | 40385
APC BY SCHNEIDER ELECTRIC | 3 YEAR ECOCARE ADVANCED SERVICE PLAN FOR MODULAR DATA CENTER POWER MODULE 250KW- | ECRADVPFP3YSP-01 | 63335
APC BY SCHNEIDER ELECTRIC | 3 YEAR ECOCARE ADVANCED SERVICE PLAN FOR MODULAR DATA CENTER POWER MODULE 1000KW | ECRADVPFP3YSP-02 | 75250
APC BY SCHNEIDER ELECTRIC | 1 YEAR IT EXPERT ENABLED ECOCARE FOR SINGLE-PHASE UPS FOR OUT OF FACTORY WARRANT | ECO1PH1YOWITESY06 | 2070
APC BY SCHNEIDER ELECTRIC | APC SMART-UPS ULTRA ON-LINE 10KVA PDU 208V (2)L6-20 (2)L6-30 | SRTL011 | 478
APC BY SCHNEIDER ELECTRIC | SMART-UPS MODULAR ULTRA XBP COMMUNICATION CARD | SRYLFSU2 | 505
APC BY SCHNEIDER ELECTRIC | 1 YEAR ECOCARE ADVANCED SERVICE PLAN FOR MODULAR DATA CENTER ALL-IN-ONE 20KW-60K | ECRADVPFI1YSP-01 | 16795
APC BY SCHNEIDER ELECTRIC | 5 YEAR ECOCARE ADVANCED SERVICE PLAN FOR MODULAR DATA CENTER ALL-IN-ONE 200KW-24 | ECRADVPFI5YSP-04 | 155240
APC BY SCHNEIDER ELECTRIC | 1 YEAR IT EXPERT ENABLED ECOCARE FOR SINGLE-PHASE UPS FOR OUT OF FACTORY WARRANT | ECO1PH1YOWITESY05 | 1845
APC BY SCHNEIDER ELECTRIC | 1 YEAR ECOCARE FOR SINGLE-PHASE UPS FOR OUT OF FACTORY WARRANTY SYMMETRA LX L07 | ECO1PH1YOFWSY07 | 3620
APC BY SCHNEIDER ELECTRIC | APC SMART-UPS ULTRA ON-LINE 15FT EXTENSION CABLE FOR SRTL 10K 180V XBP | SRTL016 | 478
APC BY SCHNEIDER ELECTRIC | ISX0002511253-0003 ON 2025-2540748 | ISX0002511253-0003 | 230444.51
APC BY SCHNEIDER ELECTRIC | APC SMART-UPS LITHIUM ION 500VA SHORT DEPTH RM 120V SMARTCONNECT TAA-COMPLIANT | SCL500RM1UCUS | 802
APC BY SCHNEIDER ELECTRIC | APC NETSHELTER SX SERVER RACK GEN 2, 52U, 2436H X 600W X 1200D MM, WITH SIDES | AR3308B2 | 6155
APC BY SCHNEIDER ELECTRIC | APC NETSHELTER SX SERVER RACK GEN 2, 52U, 2436H X 750W X 1200D MM, WITH SIDES | AR3358B2 | 7095
APC BY SCHNEIDER ELECTRIC | APC NETSHELTER SX SERVER RACK GEN 2, 52U, 2436H X 800W X 1200D MM, WITH SIDES | AR3388B2 | 7450
APC BY SCHNEIDER ELECTRIC | MODULAR BATTERY REPLACEMENT SERVICE - (7) GVSBTH4 9AH FOR (1) GALAXY VS UPS OR G | WMBRS7-MB9-GVS | 34930
APC BY SCHNEIDER ELECTRIC | APC SMART-UPS X 3000VA RACK/TOWER 200-240V TAA-COMPLIANT | SMX3000RMHV2U-US | 5155
APC BY SCHNEIDER ELECTRIC | APC SMART-UPS LITHIUM ION 3000VA RM 120V SMARTCONNECT NETWORK CARD TAA-COMPLIANT | SMTL3000RM2UCNCUS | 7480
APC BY SCHNEIDER ELECTRIC | ISX0002514422-0006 ON 2025-2554648 | ISX0002514422-0006 | 119681.01
APC BY SCHNEIDER ELECTRIC | ISX0002514415-0009 ON 2025-2554639 | ISX0002514415-0009 | 119681.01
APC BY SCHNEIDER ELECTRIC | ISX0002514424-0002-ET ON 2025-2554630 | ISX0002514424-0002-ET | 48516.37
APC BY SCHNEIDER ELECTRIC | ISX0002514418-0004 ON 2025-2554610 | ISX0002514418-0004 | 77858.35
APC BY SCHNEIDER ELECTRIC | ISX0002514421-0004 ON 2025-2554620 | ISX0002514421-0004 | 58115.56
APC BY SCHNEIDER ELECTRIC | (1) YR ADV ULTRA FOR (1) SY 500 KVA UPS, (4) XR FRAMES, PDU, 10 YRS INSTALLED | WADVULTRAM-NX-87 | 60505
APC BY SCHNEIDER ELECTRIC | ISX0002471604-0009 ON 2025-2558993 | ISX0002471604-0009 | 337592.66
APC BY SCHNEIDER ELECTRIC | ISX0002350529-0011 ON 2025-2558912 | ISX0002350529-0011 | 652544.73
APC BY SCHNEIDER ELECTRIC | ISX0002365502-0006 ON 2025-2558949 | ISX0002365502-0006 | 391799.2
APC BY SCHNEIDER ELECTRIC | RACK PDU 2G, SWITCHED, ZEROU, 30A, 100-120V, (24) 5-20R TAA | AP8932US | 2670
APC BY SCHNEIDER ELECTRIC | APC NETSHELTER SX SERVER RACK GEN 2, 42U, 1991H X 750W X 1070D MM, WITHOUT SIDES | AR3150B2X617 | 3180
APC BY SCHNEIDER ELECTRIC | GALAXY VS UPS 30KW 400V FOR UP TO 4 INTERNAL 9AH SMART MODULAR BATTERY STRINGS, | GVSUPS30K0B4HS | 35045
APC BY SCHNEIDER ELECTRIC | APC NETSHELTER SX SERVER RACK GEN 2, 42U, 1991H X 750W X 1200D MM, WITHOUT SIDES | AR3350B2X609 | 5490
APC BY SCHNEIDER ELECTRIC | ADVANTAGE ULTRA SERVICE PLAN FOR ALL-IN-ONE WITH EASY 3S, CW COOLING, UP TO 40KW | WADVULTRA1BISP-02 | 51255
APC BY SCHNEIDER ELECTRIC | ADVANTAGE ULTRA SERVICE PLAN FOR ALL-IN-ONE WITH SYMMETRA PX, DX COOLING, UP TO | WADVULTRA2AISP-06 | 135140
APC BY SCHNEIDER ELECTRIC | (1) YR ADVANTAGE PRIME SERVICE PLAN FOR (1) GALAXY VS 100 TO 150KVA UPS | WADVPRIME-VS3-A150 | 9370
APC BY SCHNEIDER ELECTRIC | ADVANTAGE ULTRA SERVICE PLAN FOR ALL-IN-ONE WITH EASY 3M, DX COOLING, UP TO 180K | WADVULTRA4AISP-09 | 202910
APC BY SCHNEIDER ELECTRIC | ADVANTAGE ULTRA SERVICE PLAN FOR ALL-IN-ONE WITH SYMMETRA PX, DX COOLING, UP TO | WADVULTRA2AISP-08 | 155515
APC BY SCHNEIDER ELECTRIC | (2) YEAR ECOSTRUXURE SERVICE PLAN ULTRA FOR (1) GALAXY 3500 OR SUVT 30 KVA UPS | WESPULTRA2-G3-23 | 17000
APC BY SCHNEIDER ELECTRIC | MODULAR BATTERY REPLACEMENT SERVICE - (2) GVSBTH4LL 9AH LONG LIFE FOR (1) GVS UP | WMBRS2-MB9LL-GVS | 13820
APC BY SCHNEIDER ELECTRIC | 1 YEAR ON-SITE WARRANTY EXT FOR (1) GALAXY VS 40KW UPS | WOE1YR-VS1-A40 | 4680
APC BY SCHNEIDER ELECTRIC | (1) YEAR EXTENDED WARRANTY FOR (1) EASY UPS SMV LEVEL 03 | WEXTWAR1YR-SD-03 | 204
APC BY SCHNEIDER ELECTRIC | ADVANTAGE ULTRA SERVICE PLAN FOR ALL-IN-ONE WITH GALAXY VM, DX COOLING, UP TO 18 | WADVULTRA5AISP-09 | 129020
APC BY SCHNEIDER ELECTRIC | (2) YEAR ECOSTRUXURE SERVICE PLAN PLUS FOR (1) SYMMETRA PX UPS 20KVA 40 | WESPPLUS2-PX-22 | 10675
APC BY SCHNEIDER ELECTRIC | 1 YEAR ADVANTAGE PRIME SERVICE PLAN FOR 1 DX UNISPLIT CEILING OR WALL MOUNT UNIT | WADVPRIME-UF-45 | 9255
APC BY SCHNEIDER ELECTRIC | (2) YEAR ECOSTRUXURE SERVICE PLAN ULTRA FOR (1) GALAXY VS 30 KVA UPS | WESPULTRA2-VS1-A30 | 18015
APC BY SCHNEIDER ELECTRIC | (1) YEAR ADVANTAGE ULTRA SERVICE PLAN FOR (1) IAEC50 500KW COOLING UNIT | WADVULTRA-AE-50 | 62455
APC BY SCHNEIDER ELECTRIC | (1) YEAR EXTENDED WARRANTY FOR (1) EASY UPS SMV/SMVS LEVEL 03 | WBEXTWAR1YR-SD-03 | 198
APC BY SCHNEIDER ELECTRIC | ADVANTAGE ULTRA SERVICE PLAN FOR ALL-IN-ONE WITH EASY 3M, CW COOLING, UP TO 100K | WADVULTRA4BISP-05 | 88020
APC BY SCHNEIDER ELECTRIC | ISX0002490909-0003 ON 2025-2567975 | ISX0002490909-0003 | 100341.5
APC BY SCHNEIDER ELECTRIC | ISX0002490913-0003 ON 2025-2506834-1 | ISX0002490913-0003 | 51686.06
APC BY SCHNEIDER ELECTRIC | (1) YR ADVANTAGE PRO PLAN WITH (1) PM FOR 1 CHILLER W-FREECOOLING MODEL BCEF 075 | WADVPRO-UF-75B | 22565
APC BY SCHNEIDER ELECTRIC | ADVANTAGE ULTRA SERVICE PLAN FOR POWER MODULE WITH GALAXY VL, CRAC COOLING, UP T | WADVULTRA6CPSP-17 | 140290
APC BY SCHNEIDER ELECTRIC | (1) YR ADVANTAGE PRIME SERVICE PLAN FOR (1) GALAXY VS 60 TO 80KVA UPS | WADVPRIME-VS3-A75 | 8895
APC BY SCHNEIDER ELECTRIC | ADVANTAGE ULTRA SERVICE PLAN FOR POWER MODULE WITH GALAXY VX, CRAC COOLING, UP T | WADVULTRA7CPSP-15 | 91550
APC BY SCHNEIDER ELECTRIC | ADVANTAGE ULTRA SERVICE PLAN FOR POWER MODULE WITH GALAXY VL, CRAC COOLING, UP T | WADVULTRA6CPSP-20 | 198880
APC BY SCHNEIDER ELECTRIC | ISX0002520587-0003 ON 2025-2567634 | ISX0002520587-0003 | 224831.07
APC BY SCHNEIDER ELECTRIC | 4 YEAR EXTENDED WARRANTY FOR (1) LEVEL 3 MICRO DC | WEXT4YR-MDC-03 | 6850
APC BY SCHNEIDER ELECTRIC | ADVANTAGE ULTRA SERVICE PLAN FOR POWER MODULE WITH GALAXY VX, DX COOLING, UP TO | WADVULTRA7APSP-14 | 100140
APC BY SCHNEIDER ELECTRIC | (1) YR ADVANTAGE PRIME SERVICE PLAN FOR (1) GALAXY VS 40KW UPS | WADVPRIME-VS1-A40 | 7280
APC BY SCHNEIDER ELECTRIC | (2) YEAR ECOSTRUXURE SERVICE PLAN ULTRA FOR (1) GALAXY VS 20 - 25KVA UPS | WESPULTRA2-VS2-A41 | 19945
APC BY SCHNEIDER ELECTRIC | ADVANTAGE ULTRA SERVICE PLAN FOR POWER MODULE WITH GALAXY VX, CRAC COOLING, UP T | WADVULTRA7CPSP-13 | 79875
APC BY SCHNEIDER ELECTRIC | ADVANTAGE ULTRA SERVICE PLAN FOR ALL-IN-ONE WITH SYMMETRA PX, CW COOLING, UP TO | WADVULTRA2BISP-02 | 61270
APC BY SCHNEIDER ELECTRIC | ADVANTAGE ULTRA SERVICE PLAN FOR ALL-IN-ONE WITH EASY 3M, DX COOLING, UP TO 120K | WADVULTRA4AISP-06 | 118315
APC BY SCHNEIDER ELECTRIC | 1 YEAR ADVANTAGE PRIME SERVICE PLAN FOR 1 DX UNISPLIT CEILING OR WALL MOUNT UNIT | WADVPRIME-UF-47 | 9985
APC BY SCHNEIDER ELECTRIC | ADVANTAGE ULTRA SERVICE PLAN FOR POWER MODULE WITH GALAXY VX, CRAC COOLING, UP T | WADVULTRA7CPSP-19 | 145375
APC BY SCHNEIDER ELECTRIC | ADVANTAGE ULTRA SERVICE PLAN FOR POWER MODULE WITH GALAXY VL, DX COOLING, UP TO | WADVULTRA6APSP-17 | 208045
APC BY SCHNEIDER ELECTRIC | (1) YR ADVANTAGE PRIME SERVICE PLAN FOR (1) GALAXY VS 30KW UPS | WADVPRIME-VS1-A30 | 7280
APC BY SCHNEIDER ELECTRIC | (2) YEAR ECOSTRUXURE SERVICE PLAN ULTRA FOR (1) SYMMETRA PX UPS 40KVA 40 | WESPULTRA2-PX-24 | 20565
APC BY SCHNEIDER ELECTRIC | (2) YEAR ECOSTRUXURE SERVICE PLAN ULTRA FOR (1) EASY UPS 3S UL 30 KVA UPS | WESPULTRA2-EZU-30 | 26495
APC BY SCHNEIDER ELECTRIC | (1) YR ADVANTAGE PRIME SERVICE PLAN FOR (1) GALAXY VS 10 TO 15KW UPS | WADVPRIME-VS2-A40 | 7960
APC BY SCHNEIDER ELECTRIC | ISX0002523296-0001-ET ON 2025-2568854 | ISX0002523296-0001-ET | 84331.96
APC BY SCHNEIDER ELECTRIC | APC NETSHELTER SX NETWORKING ENCLOSURE GEN2, 42U,1991HX750WX1200DMM, WITH VERTIC | AR3340W2 | 6725
APC BY SCHNEIDER ELECTRIC | MGE PMM II D W BASIC DMMS 300 NO TVSS COMPLETE SET - SPARE PART KIT LEVEL 4 | WPMM300BAS-SPL4 | 52425
APC BY SCHNEIDER ELECTRIC | ADVANTAGE ULTRA SERVICE PLAN FOR POWER MODULE WITH GALAXY VL, DX COOLING, UP TO | WADVULTRA6APSP-14 | 94730
APC BY SCHNEIDER ELECTRIC | 2 YEAR EXTENDED WARRANTY FOR DX UNISPLIT CEILING OR WALL MOUNT UNIT - MODEL 0341 | WEXT2YR-UF-45C | 929
APC BY SCHNEIDER ELECTRIC | (1) YR ADVANTAGE PRIME SERVICE PLAN FOR (1) GALAXY VL 300KW UPS | WADVPRIME-VL-300 | 15495
APC BY SCHNEIDER ELECTRIC | (2) YEAR ECOSTRUXURE SERVICE PLAN PLUS FOR (1) GALAXY VS 30 KVA UPS | WESPPLUS2-VS1-A30 | 9720
APC BY SCHNEIDER ELECTRIC | (1) YR ADVANTAGE PRIME SERVICE PLAN FOR (1) GALAXY VL 500KW UPS | WADVPRIME-VL-500 | 16820
APC BY SCHNEIDER ELECTRIC | (1) YEAR EXTENDED WARRANTY FOR SRV UPS WITH LITHIUM-ION BATTERY - LEVEL 03 | WBEXTWAR1YLB-SE-03 | 852
APC BY SCHNEIDER ELECTRIC | 2 YEAR EXTENDED WARRANTY, PARTS ONLY, FOR 1 DX UNISPLIT CEILING OR WALL MOUNT UN | WEXT2YR-UF-45 | 1170
APC BY SCHNEIDER ELECTRIC | (2) YEAR ECOSTRUXURE SERVICE PLAN PLUS FOR (1) GALAXY 3500 OR SUVT 20 KVA UPS | WESPPLUS2-G3-22 | 8655
APC BY SCHNEIDER ELECTRIC | (1) YR ADV ULTRA FOR (1) SY 300 KVA UPS, (4) XR FRAMES, PDU, 10 YRS INSTALLED | WADVULTRAM-NX-85 | 49470
APC BY SCHNEIDER ELECTRIC | ADVANTAGE ULTRA SERVICE PLAN FOR ALL-IN-ONE WITH GALAXY VS, CW COOLING, UP TO 60 | WADVULTRA3BISP-03 | 60985
APC BY SCHNEIDER ELECTRIC | (1) YEAR ADVANTAGE ULTRA SERVICE PLAN FOR (1) EPS 8000 625 TO 800 KVA UPS 10 YEA | WADVULTRAM-E8-80 | 30815
APC BY SCHNEIDER ELECTRIC | (2) YEAR ECOSTRUXURE SERVICE PLAN PLUS FOR (1) EASY UPS 3S UL 40 KVA UPS | WESPPLUS2-EZU-40 | 15450
APC BY SCHNEIDER ELECTRIC | 1 YR ADVANTAGE PRO PLAN FWCV36L2 OR FWCV40L2 | WADVPRO-UF-28A | 12850
APC BY SCHNEIDER ELECTRIC | (1) YEAR ADVANTAGE ULTRA SERVICE PLAN FOR (1) EPS 8000 555 KVA UPS 10 YEARS INST | WADVULTRAM-E8-62 | 28885
APC BY SCHNEIDER ELECTRIC | 1 YR ADV ULTRA PLAN FOR 1 AIR-COOL FREE COOLING CHILLER MODEL XRAF 5622A - 6422A | WADVULTRA-UF-56C | 64705
APC BY SCHNEIDER ELECTRIC | (1) YEAR ADVANTAGE ULTRA SERVICE PLAN FOR (1) IN ROW ACRH 301 SERIES | WADVULTRA-AX-36 | 13080
APC BY SCHNEIDER ELECTRIC | ADVANTAGE ULTRA SERVICE PLAN FOR POWER MODULE WITH GALAXY VX, CRAC COOLING, UP T | WADVULTRA7CPSP-16 | 96035
APC BY SCHNEIDER ELECTRIC | 1 YR ADVANTAGE PRIME PLAN FOR FWCV36L2 OR FWCV40L2 | WADVPRIME-UF-28A | 19925
APC BY SCHNEIDER ELECTRIC | ADVANTAGE ULTRA SERVICE PLAN FOR POWER MODULE WITH GALAXY VX, DX COOLING, UP TO | WADVULTRA7APSP-20 | 261345
APC BY SCHNEIDER ELECTRIC | ADVANTAGE ULTRA SERVICE PLAN FOR ALL-IN-ONE WITH SYMMETRA PX, DX COOLING, UP TO | WADVULTRA2AISP-04 | 74015
APC BY SCHNEIDER ELECTRIC | ADVANTAGE ULTRA SERVICE PLAN FOR POWER MODULE WITH GALAXY VX, DX COOLING, UP TO | WADVULTRA7APSP-17 | 176020
APC BY SCHNEIDER ELECTRIC | 1 YEAR EXTENDED WARRANTY, PARTS ONLY, FOR 1 DX UNISPLIT CEILING OR WALL MOUNT UN | WEXT1YR-UF-47 | 704
APC BY SCHNEIDER ELECTRIC | 1 YR ADVANTAGE ULTRA PLAN FOR FWCV36L1 OR FWCV40L1 | WADVULTRA-UF-28 | 19805
APC BY SCHNEIDER ELECTRIC | (2) YEAR ECOSTRUXURE SERVICE PLAN ULTRA FOR (1) EASY UPS 3S UL 20 KVA UPS | WESPULTRA2-EZU-20 | 24520
APC BY SCHNEIDER ELECTRIC | ADVANTAGE ULTRA SERVICE PLAN FOR POWER MODULE WITH GALAXY VX, DX COOLING, UP TO | WADVULTRA7CPSP-14 | 82830
APC BY SCHNEIDER ELECTRIC | (2) YEAR ECOSTRUXURE SERVICE PLAN ULTRA FOR (1) GALAXY VS 30 - 40KVA UPS | WESPULTRA2-VS2-A50 | 17580
APC BY SCHNEIDER ELECTRIC | ADVANTAGE ULTRA SERVICE PLAN FOR ALL-IN-ONE WITH SYMMETRA PX, CW COOLING, UP TO | WADVULTRA2BISP-01 | 54620
APC BY SCHNEIDER ELECTRIC | ADVANTAGE ULTRA SERVICE PLAN FOR ALL-IN-ONE WITH GALAXY VS, DX COOLING, UP TO 80 | WADVULTRA3AISP-04 | 114460
APC BY SCHNEIDER ELECTRIC | ADVANTAGE ULTRA SERVICE PLAN FOR POWER MODULE WITH GALAXY VL, DX COOLING, UP TO | WADVULTRA6APSP-18 | 222455
APC BY SCHNEIDER ELECTRIC | (1) YR ADVANTAGE PRIME SERVICE PLAN FOR (1) GALAXY VL 200KW UPS | WADVPRIME-VL-200 | 14830
APC BY SCHNEIDER ELECTRIC | ADVANTAGE ULTRA SERVICE PLAN FOR ALL-IN-ONE WITH EASY3M, DX COOLING, UP TO 80KW | WADVULTRA4AISP-04 | 115435
APC BY SCHNEIDER ELECTRIC | ADVANTAGE ULTRA SERVICE PLAN FOR ALL-IN-ONE WITH SYMMETRA PX, CW COOLING, UP TO | WADVULTRA2BISP-06 | 107975
APC BY SCHNEIDER ELECTRIC | (1) YR ADVANTAGE ULTRA SERVICE PLAN FOR (1) EASY UPS 3S UL 40KVA UPS | WADVULTRA-EZU-40 | 13055
APC BY SCHNEIDER ELECTRIC | SERVICE PACK 1 YEAR WARRANTY EXTENSION FOR ACCESSORIES | WBEXTWAR1YR-AC-07 | 2045
APC BY SCHNEIDER ELECTRIC | ADVANTAGE ULTRA SERVICE PLAN FOR ALL-IN-ONE WITH EASY 3M, CW COOLING, UP TO 120K | WADVULTRA4BISP-06 | 96060
APC BY SCHNEIDER ELECTRIC | (1) YEAR EXTENDED WARRANTY FOR (1) EASY UPS SMV/SMVS LEVEL 04 | WBEXTWAR1YR-SD-04 | 369
APC BY SCHNEIDER ELECTRIC | ADVANTAGE ULTRA SERVICE PLAN FOR POWER MODULE WITH GALAXY VL, CRAC COOLING, UP T | WADVULTRA6CPSP-15 | 110550
APC BY SCHNEIDER ELECTRIC | (1) YEAR ADVANTAGE ULTRA SERVICE PLAN FOR (1) GALAXY 3500 OR SUVT 80 KVA UPS | WADVULTRA-G3-28 | 10205
APC BY SCHNEIDER ELECTRIC | (2) YEAR ECOSTRUXURE SERVICE PLAN PLUS FOR (1) SYMMETRA PX UPS 10KVA 40 | WESPPLUS2-PX-21 | 10010
APC BY SCHNEIDER ELECTRIC | ADVANTAGE ULTRA SERVICE PLAN FOR ALL-IN-ONE WITH GALAXY VS, CW COOLING, UP TO 10 | WADVULTRA3BISP-05 | 59960
APC BY SCHNEIDER ELECTRIC | (1) YR ADV ULTRA FOR (1) SY 400 KVA UPS, (4) XR FRAMES, PDU, 10 YRS INSTALLED | WADVULTRAM-NX-86 | 54900
APC BY SCHNEIDER ELECTRIC | ADVANTAGE ULTRA SERVICE PLAN FOR ALL-IN-ONE WITH EASY 3M, DX COOLING, UP TO 200K | WADVULTRA4AISP-10 | 235200
APC BY SCHNEIDER ELECTRIC | 2 YEAR COOL UPGRADE FOR 1 DX UNISPLIT CEILING OR WALL MOUNT UNIT - MODEL 0341 | WCOOLUP-UF-45 | 9220
APC BY SCHNEIDER ELECTRIC | (2) YEAR ECOSTRUXURE SERVICE PLAN ULTRA FOR (1) GALAXY VS 20 KVA UPS | WESPULTRA2-VS1-A25 | 17715
APC BY SCHNEIDER ELECTRIC | (2) YEAR ECOSTRUXURE SERVICE PLAN ULTRA FOR (1) GALAXY VS 10 - 15KVA UPS | WESPULTRA2-VS2-A40 | 19535
APC BY SCHNEIDER ELECTRIC | (2) YEAR ECOSTRUXURE SERVICE PLAN PLUS FOR (1) GALAXY VS 30 - 40KVA UPS | WESPPLUS2-VS2-A50 | 9325
APC BY SCHNEIDER ELECTRIC | ADVANTAGE ULTRA SERVICE PLAN FOR POWER MODULE WITH GALAXY VX, DX COOLING, UP TO | WADVULTRA7APSP-15 | 133000
APC BY SCHNEIDER ELECTRIC | ADVANTAGE ULTRA SERVICE PLAN FOR ALL-IN-ONE WITH SYMMETRA PX, DX COOLING, UP TO | WADVULTRA2AISP-07 | 135140
APC BY SCHNEIDER ELECTRIC | (1) YEAR ADVANTAGE ULTRA SERVICE PLAN FOR (1) LEVEL 5 MICRO DC | WADVULTRA1-MDC-05 | 28380
APC BY SCHNEIDER ELECTRIC | ADVANTAGE ULTRA SERVICE PLAN FOR ALL-IN-ONE WITH EASY 3M, CW COOLING, UP TO 200K | WADVULTRA4BISP-10 | 108650
APC BY SCHNEIDER ELECTRIC | 1 YEAR EXTENDED WARRANTY FOR (1) LEVEL 3 MICRO DC | WEXT1YR-MDC-03 | 2020
APC BY SCHNEIDER ELECTRIC | 1 YR ADV PRIME PLAN FOR 1 AIR COOLED CHILLER MODEL XRAC 5622A - 6422A | WADVPRIME-UF-55C | 23030
APC BY SCHNEIDER ELECTRIC | ADVANTAGE ULTRA SERVICE PLAN FOR ALL-IN-ONE WITH SYMMETRA PX, CW COOLING, UP TO | WADVULTRA2BISP-04 | 81740
APC BY SCHNEIDER ELECTRIC | (2) YEAR ECOSTRUXURE SERVICE PLAN PLUS FOR (1) SYMMETRA PX UPS 40KVA 40 | WESPPLUS2-PX-24 | 11665
APC BY SCHNEIDER ELECTRIC | ADVANTAGE ULTRA SERVICE PLAN FOR ALL-IN-ONE WITH GALAXY VS, CW COOLING, UP TO 20 | WADVULTRA3BISP-01 | 39625
APC BY SCHNEIDER ELECTRIC | (1) YEAR ADVANTAGE ULTRA SERVICE PLAN FOR (1) IN ROW ACRD101 SERIES | WADVULTRA-AX-28 | 7605
APC BY SCHNEIDER ELECTRIC | ADVANTAGE ULTRA SERVICE PLAN FOR ALL-IN-ONE WITH GALAXY VS, DX COOLING, UP TO 14 | WADVULTRA3AISP-07 | 118085
APC BY SCHNEIDER ELECTRIC | ADVANTAGE ULTRA SERVICE PLAN FOR ALL-IN-ONE WITH EASY 3M, DX COOLING, UP TO 140K | WADVULTRA4AISP-07 | 118315
APC BY SCHNEIDER ELECTRIC | ADVANTAGE ULTRA SERVICE PLAN FOR ALL-IN-ONE WITH GALAXY VS, DX COOLING, UP TO 20 | WADVULTRA3AISP-01 | 68545
APC BY SCHNEIDER ELECTRIC | 2 YEAR COOL UPGRADE FOR 1 DX UNISPLIT CEILING OR WALL MOUNT UNIT - MODEL 0481 | WCOOLUP-UF-47 | 10190
APC BY SCHNEIDER ELECTRIC | (1) YR ADVANTAGE PRIME SERVICE PLAN FOR (1) GALAXY VS 30 TO 50KW 208V UPS | WADVPRIME-VS2-A50 | 7735
APC BY SCHNEIDER ELECTRIC | (1) YEAR ADVANTAGE ULTRA SERVICE PLAN FOR (1) EPS 8000 1000 KVA UPS 10 YEARS INS | WADVULTRAM-E8-10 | 31480
APC BY SCHNEIDER ELECTRIC | ADVANTAGE ULTRA SERVICE PLAN FOR POWER MODULE WITH GALAXY VX, CRAC COOLING, UP T | WADVULTRA7CPSP-17 | 101845
APC BY SCHNEIDER ELECTRIC | (2) YEAR ECOSTRUXURE SERVICE PLAN PLUS FOR (1) SYMMETRA PX UPS 30KVA 40 | WESPPLUS2-PX-23 | 11330
APC BY SCHNEIDER ELECTRIC | (2) YEAR ECOSTRUXURE SERVICE PLAN ULTRA FOR (1) GALAXY VS 10 - 15KVA UPS | WESPULTRA2-VS1-A15 | 17420
APC BY SCHNEIDER ELECTRIC | (1) YEAR ADVANTAGE ULTRA SERVICE PLAN FOR (1) PMM 400 OR 500 | WADVULTRA-PM-40 | 4425
APC BY SCHNEIDER ELECTRIC | ADVANTAGE ULTRA SERVICE PLAN FOR POWER MODULE WITH GALAXY VL, CRAC COOLING, UP T | WADVULTRA6CPSP-13 | 70720
APC BY SCHNEIDER ELECTRIC | (1) YR ADVANTAGE ULTRA SERVICE PLAN FOR (1) GALAXY VX 500 SCALABLE TO 1250KVA UP | WADVULTRA-VX-54 | 22345
APC BY SCHNEIDER ELECTRIC | 1 YEAR ADVANTAGE ULTRA SERVICE PLAN FOR 1 DX UNISPLIT CEILING OR WALL MOUNT UNIT | WADVULTRA-UF-45 | 10040
APC BY SCHNEIDER ELECTRIC | (2) YEAR ECOSTRUXURE SERVICE PLAN ULTRA FOR (1) GALAXY 3500 OR SUVT 40 KVA UPS | WESPULTRA2-G3-24 | 18040
APC BY SCHNEIDER ELECTRIC | ADVANTAGE ULTRA SERVICE PLAN FOR ALL-IN-ONE WITH EASY 3M, CW COOLING, UP TO 180K | WADVULTRA4BISP-09 | 95120
APC BY SCHNEIDER ELECTRIC | (1) YR ADVANTAGE ULTRA SERVICE PLAN FOR (1) EASY UPS 3S UL 20KVA UPS | WADVULTRA-EZU-20 | 11475
APC BY SCHNEIDER ELECTRIC | 1 YR ADV ULTRA PLAN FOR 1 AIR COOLED CHILLER MODEL XRAC 5622A - 6422A | WADVULTRA-UF-55C | 53590
APC BY SCHNEIDER ELECTRIC | ADVANTAGE ULTRA SERVICE PLAN FOR ALL-IN-ONE WITH SYMMETRA PX, CW COOLING, UP TO | WADVULTRA2BISP-08 | 136445
APC BY SCHNEIDER ELECTRIC | 1 YR ADV PRIME PLAN FOR 1 CHILLER W-FREECOOLING MODEL BCEF 1103A | WADVPRIME-UF-75C | 41970
APC BY SCHNEIDER ELECTRIC | ADVANTAGE ULTRA SERVICE PLAN FOR POWER MODULE WITH GALAXY VL, DX COOLING, UP TO | WADVULTRA6APSP-16 | 172720
APC BY SCHNEIDER ELECTRIC | ADVANTAGE ULTRA SERVICE PLAN FOR POWER MODULE WITH GALAXY VX, DX COOLING, UP TO | WADVULTRA7APSP-16 | 153675
APC BY SCHNEIDER ELECTRIC | ADVANTAGE ULTRA SERVICE PLAN FOR POWER MODULE WITH GALAXY VX, DX COOLING, UP TO | WADVULTRA7APSP-13 | 82535
APC BY SCHNEIDER ELECTRIC | (2) YEAR ECOSTRUXURE SERVICE PLAN PLUS FOR (1) GALAXY 3500 OR SUVT 10-15 KVA UPS | WESPPLUS2-G3-21 | 6865
APC BY SCHNEIDER ELECTRIC | 4 YEAR EXTENDED WARRANTY FOR (1) LEVEL 4 MICRO DC | WEXT4YR-MDC-04 | 20380
APC BY SCHNEIDER ELECTRIC | (2) YEAR ECOSTRUXURE SERVICE PLAN ULTRA FOR (1) GALAXY VS 40 KVA UPS | WESPULTRA2-VS1-A40 | 18330
APC BY SCHNEIDER ELECTRIC | (1) YR ADVANTAGE PRIME SERVICE PLAN FOR (1) GALAXY VL 400KW UPS | WADVPRIME-VL-400 | 16155
APC BY SCHNEIDER ELECTRIC | (2) YEAR ECOSTRUXURE SERVICE PLAN PLUS FOR (1) GALAXY VS 40 KVA UPS | WESPPLUS2-VS1-A40 | 9720
APC BY SCHNEIDER ELECTRIC | (1) YR ADVANTAGE ULTRA SERVICE PLAN FOR (1) GALAXY VX 750 SCALABLE TO 1250KVA UP | WADVULTRA-VX-78 | 31335
APC BY SCHNEIDER ELECTRIC | ADVANTAGE ULTRA SERVICE PLAN FOR ALL-IN-ONE WITH EASY 3S, DX COOLING, UP TO 40KW | WADVULTRA1AISP-02 | 87105
APC BY SCHNEIDER ELECTRIC | 1 YR ADVANTAGE PRO PLAN FWCV36L1 OR FWCV40L1 | WADVPRO-UF-28 | 9510
APC BY SCHNEIDER ELECTRIC | (1) YEAR ADVANTAGE ULTRA SERVICE PLAN FOR (1) IAEC25 250KW COOLING UNIT | WADVULTRA-AE-25 | 34865
APC BY SCHNEIDER ELECTRIC | (2) YEAR ECOSTRUXURE SERVICE PLAN PLUS FOR (1) GALAXY VS 10 - 15KVA UPS | WESPPLUS2-VS2-A40 | 10630
APC BY SCHNEIDER ELECTRIC | (2) YEAR EXTENDED WARRANTY FOR SRV UPS WITH LITHIUM-ION BATTERY - LEVEL 01 | WBEXTWAR2YLB-SE-01 | 411
APC BY SCHNEIDER ELECTRIC | (1) YR ADVANTAGE PRIME SERVICE PLAN FOR (1) GALAXY VX 500 SCALABLE TO 1500KVA UP | WADVPRIME-VX-55 | 13715
APC BY SCHNEIDER ELECTRIC | 4 YEAR EXTENDED WARRANTY FOR (1) LEVEL 5 MICRO DC | WEXT4YR-MDC-05 | 35195
APC BY SCHNEIDER ELECTRIC | ADVANTAGE ULTRA SERVICE PLAN FOR ALL-IN-ONE WITH EASY 3S, DX COOLING, UP TO 20KW | WADVULTRA1AISP-01 | 75120
APC BY SCHNEIDER ELECTRIC | (1) YR ADVANTAGE PRIME SERVICE PLAN FOR (1) GALAXY VS 10 TO 15KW 208V UPS | WADVPRIME-VS1-A15 | 7280
APC BY SCHNEIDER ELECTRIC | ADVANTAGE ULTRA SERVICE PLAN FOR POWER MODULE WITH GALAXY VX, CRAC COOLING, UP T | WADVULTRA7CPSP-18 | 110855
APC BY SCHNEIDER ELECTRIC | (1) YR ADVANTAGE PRIME SERVICE PLAN FOR (1) GALAXY VX 750 SCALABLE TO 1500KVA UP | WADVPRIME-VX-79 | 19705
APC BY SCHNEIDER ELECTRIC | ADVANTAGE ULTRA SERVICE PLAN FOR ALL-IN-ONE WITH EASY 3M, CW COOLING, UP TO 80KW | WADVULTRA4BISP-04 | 62840
APC BY SCHNEIDER ELECTRIC | ADVANTAGE ULTRA SERVICE PLAN FOR ALL-IN-ONE WITH GALAXY VS, CW COOLING, UP TO 80 | WADVULTRA3BISP-04 | 59960
APC BY SCHNEIDER ELECTRIC | (1) YR ADVANTAGE PRIME SERVICE PLAN FOR (1) GALAXY VS 50KW 400 OR 480V UPS | WADVPRIME-VS1-A50 | 7280
APC BY SCHNEIDER ELECTRIC | (1) YEAR ADVANTAGE ULTRA SERVICE PLAN FOR (1) ANRD PMM 75 TO 300 KVA | WADVULTRA-PM-60 | 3955
APC BY SCHNEIDER ELECTRIC | 1 YR ADVANTAGE ULTRA PLAN FOR FWCV36L2 OR FWCV40L2 | WADVULTRA-UF-28A | 24630
APC BY SCHNEIDER ELECTRIC | (1) YR ADVANTAGE ULTRA SERVICE PLAN FOR (1) GALAXY VX 500 SCALABLE TO 1500KVA UP | WADVULTRA-VX-55 | 22345
APC BY SCHNEIDER ELECTRIC | (1) YR ADVANTAGE ULTRA SERVICE PLAN FOR (1) GALAXY VL 300KW UPS | WADVULTRA-VL-300 | 21740
APC BY SCHNEIDER ELECTRIC | ADVANTAGE ULTRA SERVICE PLAN FOR ALL-IN-ONE WITH SYMMETRA PX, CW COOLING, UP TO | WADVULTRA2BISP-07 | 113785
APC BY SCHNEIDER ELECTRIC | ADVANTAGE ULTRA SERVICE PLAN FOR POWER MODULE WITH GALAXY VL, CRAC COOLING, UP T | WADVULTRA6CPSP-16 | 111120
APC BY SCHNEIDER ELECTRIC | (1) YR ADVANTAGE ULTRA SERVICE PLAN FOR (1) GALAXY VL 500KW UPS | WADVULTRA-VL-500 | 25155
APC BY SCHNEIDER ELECTRIC | ADVANTAGE ULTRA SERVICE PLAN FOR ALL-IN-ONE WITH GALAXY VS, CW COOLING, UP TO 12 | WADVULTRA3BISP-06 | 97180
APC BY SCHNEIDER ELECTRIC | (1) YR ADV ULTRA FOR (1) SYM PX UPS 90KVA 100 AND OR PDU, 10 YRS INSTALLED | WADVULTRAM-PX-39 | 16805
APC BY SCHNEIDER ELECTRIC | (1) YEAR EXTENDED WARRANTY FOR (1) EASY UPS SMV/SMVS LEVEL 01 | WBEXTWAR1YR-SD-01 | 110
APC BY SCHNEIDER ELECTRIC | (1) YEAR ADVANTAGE ULTRA SERVICE PLAN FOR (1) LEVEL 4 MICRO DC | WADVULTRA1-MDC-04 | 20390
APC BY SCHNEIDER ELECTRIC | (1) YEAR ADVANTAGE ULTRA SERVICE PLAN FOR (1) EPS 7000 300 TO 500 KVA UPS 10 YEA | WADVULTRAM-E7-50 | 27280
APC BY SCHNEIDER ELECTRIC | (2) YEAR ECOSTRUXURE SERVICE PLAN ULTRA FOR (1) GALAXY 3500 OR SUVT 10-15 KVA UP | WESPULTRA2-G3-21 | 11445
APC BY SCHNEIDER ELECTRIC | (2) YEAR ECOSTRUXURE SERVICE PLAN PLUS FOR (1) GALAXY 3500 OR SUVT 40 KVA UPS | WESPPLUS2-G3-24 | 10460
APC BY SCHNEIDER ELECTRIC | ADVANTAGE ULTRA SERVICE PLAN FOR ALL-IN-ONE WITH EASY 3M, DX COOLING, UP TO 160K | WADVULTRA4AISP-08 | 185625
APC BY SCHNEIDER ELECTRIC | ADVANTAGE ULTRA SERVICE PLAN FOR POWER MODULE WITH GALAXY VX, CRAC COOLING, UP T | WADVULTRA7CPSP-20 | 175550
APC BY SCHNEIDER ELECTRIC | (2) YEAR ECOSTRUXURE SERVICE PLAN PLUS FOR (1) EASY UPS 3S UL 30 KVA UPS | WESPPLUS2-EZU-30 | 15130
APC BY SCHNEIDER ELECTRIC | 2 YEAR EXTENDED WARRANTY, PARTS ONLY, FOR 1 DX UNISPLIT CEILING OR WALL MOUNT UN | WEXT2YR-UF-47 | 1335
APC BY SCHNEIDER ELECTRIC | ADVANTAGE ULTRA SERVICE PLAN FOR ALL-IN-ONE WITH GALAXY VS, CW COOLING, UP TO 40 | WADVULTRA3BISP-02 | 46365
APC BY SCHNEIDER ELECTRIC | ADVANTAGE ULTRA SERVICE PLAN FOR ALL-IN-ONE WITH GALAXY VS, DX COOLING, UP TO 12 | WADVULTRA3AISP-06 | 119450
APC BY SCHNEIDER ELECTRIC | (2) YEAR ECOSTRUXURE SERVICE PLAN PLUS FOR (1) GALAXY VS 10 - 15KVA UPS | WESPPLUS2-VS1-A15 | 9720
APC BY SCHNEIDER ELECTRIC | (2) YEAR ECOSTRUXURE SERVICE PLAN PLUS FOR (1) EASY UPS 3S UL 20 KVA UPS | WESPPLUS2-EZU-20 | 14795
APC BY SCHNEIDER ELECTRIC | (2) YEAR ECOSTRUXURE SERVICE PLAN ULTRA FOR (1) EASY UPS 3S UL 40 KVA UPS | WESPULTRA2-EZU-40 | 27890
APC BY SCHNEIDER ELECTRIC | (1) YR ADVANTAGE PRIME SERVICE PLAN FOR (1) GALAXY VX 750 SCALABLE TO 1250KVA UP | WADVPRIME-VX-78 | 19705
APC BY SCHNEIDER ELECTRIC | (1) YR ADVANTAGE PRIME SERVICE PLAN FOR (1) GALAXY VS 60KW UPS | WADVPRIME-VS2-A60 | 7735
APC BY SCHNEIDER ELECTRIC | 1 YR ADVANTAGE PRIME PLAN FOR FWCV36L1 OR FWCV40L1 | WADVPRIME-UF-28 | 16715
APC BY SCHNEIDER ELECTRIC | ADVANTAGE ULTRA SERVICE PLAN FOR POWER MODULE WITH GALAXY VL, DX COOLING, UP TO | WADVULTRA6APSP-20 | 279380
APC BY SCHNEIDER ELECTRIC | (1) YEAR ADVANTAGE ULTRA SERVICE PLAN FOR (1) GALAXY RPP 250 OR 400 A | WADVULTRA-PM-50 | 3540
APC BY SCHNEIDER ELECTRIC | (2) YEAR EXTENDED WARRANTY FOR SRV UPS WITH LITHIUM-ION BATTERY - LEVEL 02 | WBEXTWAR2YLB-SE-02 | 744
APC BY SCHNEIDER ELECTRIC | 1 YEAR EXTENDED WARRANTY, PARTS ONLY, FOR 1 DX UNISPLIT CEILING OR WALL MOUNT UN | WEXT1YR-UF-45 | 616
APC BY SCHNEIDER ELECTRIC | ADVANTAGE ULTRA SERVICE PLAN FOR ALL-IN-ONE WITH SYMMETRA PX, DX COOLING, UP TO | WADVULTRA2AISP-05 | 124950
APC BY SCHNEIDER ELECTRIC | ADVANTAGE ULTRA SERVICE PLAN FOR ALL-IN-ONE WITH GALAXY VS, DX COOLING, UP TO 10 | WADVULTRA3AISP-05 | 103245
APC BY SCHNEIDER ELECTRIC | ADVANTAGE ULTRA SERVICE PLAN FOR POWER MODULE WITH GALAXY VL, DX COOLING, UP TO | WADVULTRA6APSP-19 | 257315
APC BY SCHNEIDER ELECTRIC | 2 YEAR ON-SITE WARRANTY EXT FOR (1) GALAXY VS 30KW UPS | WOE2YR-VS1-A30 | 8740
APC BY SCHNEIDER ELECTRIC | (1) YEAR ON-SITE WARRANTY EXTENSION FOR (1) PMM 400 OR 500 | WOE1YR-PM-40 | 2645
APC BY SCHNEIDER ELECTRIC | (1) YR ON-SITE WARRANTY EXT FOR 4 RACK TYPE G LI-ION BATTERY SOLUTION | WOE1YR-LB-G4 | 13295
APC BY SCHNEIDER ELECTRIC | (1) YR ON-SITE WARRANTY EXT FOR 6 RACK TYPE S LI-ION BATTERY SOLUTION | WOE1YR-LB-S6 | 16645
APC BY SCHNEIDER ELECTRIC | (1) PREVENTIVE MAINTENANCE SERVICE FOR (16) CABINETS LI-ION BATTERY SOLUTION | WLBPMV-LB-16 | 7815
APC BY SCHNEIDER ELECTRIC | 2 YEAR ON-SITE WARRANTY EXT FOR (1) GALAXY VS 20 TO 25KW UPS | WOE2YR-VS2-A41 | 9675
APC BY SCHNEIDER ELECTRIC | MONTHLY PREVENTATIVE MAINTENANCE 5X8 FOR (1) IN ROW ACRH 301 SERIES | WMPMV5X8-AX-36 | 28710
APC BY SCHNEIDER ELECTRIC | 2 YR ON SITE WARR EXT FOR 1 CHILLER W-FREECOOLING MODEL BCEF 1103A | WOE2YR-UF-75C | 78220
APC BY SCHNEIDER ELECTRIC | (1) YEAR EXTENDED WARRANTY FOR (1) EASY UPS SMV LEVEL 04 | WEXTWAR1YR-SD-04 | 389
APC BY SCHNEIDER ELECTRIC | (1) YR ON-SITE WARRANTY EXT FOR 1 RACK TYPE G LI-ION BATTERY SOLUTION | WOE1YR-LB-G1 | 3905
APC BY SCHNEIDER ELECTRIC | (1) YR ON-SITE WARRANTY EXT FOR 14 RACK TYPE O LI-ION BATTERY SOLUTION | WOE1YR-LB-O14 | 34080
APC BY SCHNEIDER ELECTRIC | 1 YEAR ON-SITE WARRANTY EXTENSION FOR (1) IN ROW ACRD101 SERIES | WOE1YR-AX-28 | 5555
APC BY SCHNEIDER ELECTRIC | 2 YEAR ON-SITE WARRANTY EXTENSION FOR (1) IN ROW ACRD101 SERIES | WOE2YR-AX-28 | 10815
APC BY SCHNEIDER ELECTRIC | (1) YEAR EXTENDED WARRANTY FOR (1) EASY UPS SMV LEVEL 02 | WEXTWAR1YR-SD-02 | 125
APC BY SCHNEIDER ELECTRIC | (1) PREVENTIVE MAINTENANCE SERVICE FOR (4) CABINETS LI-ION BATTERY SOLUTION | WLBPMV-LB-04 | 4450
APC BY SCHNEIDER ELECTRIC | (1) YR ON-SITE WARRANTY EXT FOR 8 RACK TYPE E LI-ION BATTERY SOLUTION | WOE1YR-LB-E8 | 23930
APC BY SCHNEIDER ELECTRIC | 1 YEAR ON-SITE WARRANTY EXT FOR (1) GALAXY VL 300KW UPS | WOE1YR-VL-300 | 11860
APC BY SCHNEIDER ELECTRIC | (1) YR ON-SITE WARRANTY EXT FOR 6 RACK TYPE G LI-ION BATTERY SOLUTION | WOE1YR-LB-G6 | 19015
APC BY SCHNEIDER ELECTRIC | 2 YEAR EXTENDED WARRANTY, PARTS ONLY FOR (1) 3.5KW SPLIT SYSTEM UNIT | WEXTWAR2YR-AX-07 | 1630
APC BY SCHNEIDER ELECTRIC | 1 YEAR ON SITE WARRANTY EXT. FOR 1 DX UNISPLIT CEILING OR WALL MOUNT UNIT - MODE | WOE1YR-UF-47 | 6545
APC BY SCHNEIDER ELECTRIC | 2 YEAR ON-SITE WARRANTY EXT FOR (1) GALAXY VX 750 SCALABLE TO 1500KVA UPS | WOE2YR-VX-79 | 32470
APC BY SCHNEIDER ELECTRIC | (1) YR ON-SITE WARRANTY EXT FOR 1 RACK TYPE E LI-ION BATTERY SOLUTION | WOE1YR-LB-E1 | 3810
APC BY SCHNEIDER ELECTRIC | (1) PREVENTIVE MAINTENANCE SERVICE FOR (8) CABINETS LI-ION BATTERY SOLUTION | WLBPMV-LB-08 | 8195
APC BY SCHNEIDER ELECTRIC | (1) PREVENTIVE MAINTENANCE SERVICE FOR (11) CABINETS LI-ION BATTERY SOLUTION | WLBPMV-LB-11 | 5580
APC BY SCHNEIDER ELECTRIC | (1) YR ON-SITE WARRANTY EXT FOR 7 RACK TYPE G LI-ION BATTERY SOLUTION | WOE1YR-LB-G7 | 21875
APC BY SCHNEIDER ELECTRIC | 2 YEAR ON-SITE WARRANTY EXT FOR (1) GALAXY VL 400KW UPS | WOE2YR-VL-400 | 24675
APC BY SCHNEIDER ELECTRIC | 2 YEAR ON-SITE WARRANTY EXT FOR (1) GALAXY VL 200KW UPS | WOE2YR-VL-200 | 21315
APC BY SCHNEIDER ELECTRIC | (1) YR ON-SITE WARRANTY EXT FOR 3 RACK TYPE E LI-ION BATTERY SOLUTION | WOE1YR-LB-E3 | 10145
APC BY SCHNEIDER ELECTRIC | (1) YR ON-SITE WARRANTY EXT FOR 5 RACK TYPE G LI-ION BATTERY SOLUTION | WOE1YR-LB-G5 | 16155
APC BY SCHNEIDER ELECTRIC | 1 YEAR ON-SITE WARRANTY EXT FOR (1) EASY UPS 3S UL 10-15KVA UPS | WOE1YR-EZU-15 | 6150
APC BY SCHNEIDER ELECTRIC | 1 YEAR ON-SITE WARRANTY EXT FOR (1) GALAXY VL 400KW UPS | WOE1YR-VL-400 | 12720
APC BY SCHNEIDER ELECTRIC | 2 YEAR ON-SITE WARRANTY EXT FOR (1) GALAXY VL 500KW UPS | WOE2YR-VL-500 | 26610
APC BY SCHNEIDER ELECTRIC | (1) YR ON-SITE WARRANTY EXT FOR 6 RACK TYPE E LI-ION BATTERY SOLUTION | WOE1YR-LB-E6 | 18415
APC BY SCHNEIDER ELECTRIC | MODULAR BATTERY REPLACEMENT SERVICE - (5) GVSBTH4LL 9AH LONG LIFE FOR (1) GVS UP | WMBRS5-MB9LL-GVS | 30825
APC BY SCHNEIDER ELECTRIC | 2 YEAR ON-SITE WARRANTY EXT FOR (1) EASY UPS 3S UL 20KVA UPS | WOE2YR-EZU-20 | 12145
APC BY SCHNEIDER ELECTRIC | 1 YEAR ON-SITE WARRANTY EXT FOR (1) GALAXY VX 500 SCALABLE TO 1500KVA UPS | WOE1YR-VX-55 | 12195
APC BY SCHNEIDER ELECTRIC | (1) YR ON-SITE WARRANTY EXT FOR 7 RACK TYPE E LI-ION BATTERY SOLUTION | WOE1YR-LB-E7 | 21165
APC BY SCHNEIDER ELECTRIC | (1) YR ON-SITE WARRANTY EXT FOR 3 RACK TYPE G LI-ION BATTERY SOLUTION | WOE1YR-LB-G3 | 10440
APC BY SCHNEIDER ELECTRIC | 1 YEAR ON-SITE WARRANTY EXT FOR (1) EASY UPS 3S UL 30KVA UPS | WOE1YR-EZU-30 | 6765
APC BY SCHNEIDER ELECTRIC | (1) YR ON-SITE WARRANTY EXT FOR 2 RACK TYPE O LI-ION BATTERY SOLUTION | WOE1YR-LB-O2 | 6255
APC BY SCHNEIDER ELECTRIC | 2 YEAR ON-SITE WARRANTY EXT FOR (1) GALAXY VX 750 SCALABLE TO 1250KVA UPS | WOE2YR-VX-78 | 32470
APC BY SCHNEIDER ELECTRIC | (1) YR ON-SITE WARRANTY EXT FOR 8 RACK TYPE S LI-ION BATTERY SOLUTION | WOE1YR-LB-S8 | 21575
APC BY SCHNEIDER ELECTRIC | 2 YEAR ON SITE WARRANTY EXT. FOR 1 DX UNISPLIT CEILING OR WALL MOUNT UNIT - MODE | WOE2YR-UF-47 | 12430
APC BY SCHNEIDER ELECTRIC | (1) YR ON-SITE WARRANTY EXT FOR 10 RACK TYPE S LI-ION BATTERY SOLUTION | WOE1YR-LB-S10 | 26500
APC BY SCHNEIDER ELECTRIC | MONTHLY PREVENTATIVE MAINTENANCE 7X24 FOR (1) IN ROW ACRD101 SERIES | WMPMV7X24-AX-28 | 25535
APC BY SCHNEIDER ELECTRIC | MONTHLY PREVENTATIVE MAINTENANCE 5X8 FOR (1) IN ROW ACRD101 SERIES | WMPMV5X8-AX-28 | 18240
APC BY SCHNEIDER ELECTRIC | MODULAR BATTERY REPLACEMENT SERVICE - (1) GVSBT4 7AH FOR (1) GALAXY VS UPS NARRO | WMBRS1-MB7-GVS | 6490
APC BY SCHNEIDER ELECTRIC | 1 YEAR ON SITE WARRANTY EXT. FOR FWCV36L2 OR FWCV40L2 | WOE1YR-UF-28A | 16665
APC BY SCHNEIDER ELECTRIC | MONTHLY PREVENTATIVE MAINTENANCE 7X24 FOR (1) INFRASTRUXURE INROW RC CHILLED WAT | WMPMV7X24-AX-26 | 37990
APC BY SCHNEIDER ELECTRIC | (1) YR ON-SITE WARRANTY EXT FOR 5 RACK TYPE E LI-ION BATTERY SOLUTION | WOE1YR-LB-E5 | 15655
APC BY SCHNEIDER ELECTRIC | 2 YEAR ON-SITE WARRANTY EXT FOR (1) EASY UPS 3S UL 10-15KVA UPS | WOE2YR-EZU-15 | 11925
APC BY SCHNEIDER ELECTRIC | (1) PREVENTIVE MAINTENANCE SERVICE FOR (6) CABINETS LI-ION BATTERY SOLUTION | WLBPMV-LB-06 | 5355
APC BY SCHNEIDER ELECTRIC | MONTHLY PREVENTATIVE MAINTENANCE 5X8 FOR (1) IN ROW ACRD 300 AND 301 SERIES | WMPMV5X8-AX-34 | 19200
APC BY SCHNEIDER ELECTRIC | (1) YR ON-SITE WARRANTY EXT FOR 4 RACK TYPE S LI-ION BATTERY SOLUTION | WOE1YR-LB-S4 | 11715
APC BY SCHNEIDER ELECTRIC | ECOSTRUXURE IT EXPERT 1 YEAR DIGITAL SUBSCRIPTION BUNDLE 100 NODES | SWITE1YR100N-DIGI | 7200
APC BY SCHNEIDER ELECTRIC | ECOSTRUXURE IT EXPERT 3 YEAR DIGITAL SUBSCRIPTION BUNDLE 100 NODES | SWITE3YR100N-DIGI | 20520
APC BY SCHNEIDER ELECTRIC | ECOSTRUXURE IT EXPERT 5 YEAR DIGITAL SUBSCRIPTION BUNDLE 100 NODES | SWITE5YR100N-DIGI | 32400
APC BY SCHNEIDER ELECTRIC | ECOSTRUXURE IT EXPERT 1 YEAR DIGITAL SUBSCRIPTION BUNDLE 500 NODES | SWITE1YR500N-DIGI | 27000
APC BY SCHNEIDER ELECTRIC | ECOSTRUXURE IT EXPERT 3 YEAR DIGITAL SUBSCRIPTION BUNDLE 500 NODES | SWITE3YR500N-DIGI | 76950
APC BY SCHNEIDER ELECTRIC | ECOSTRUXURE IT EXPERT 5 YEAR DIGITAL SUBSCRIPTION , BUNDLE 500 NODES | SWITE5YR500N-DIGI | 121500
APC BY SCHNEIDER ELECTRIC | MODULAR BATTERY REPLACEMENT SERVICE - (5) GVSBTH4 9AH FOR (1) GALAXY VS UPS OR G | WMBRS5-MB9-GVS | 26145
APC BY SCHNEIDER ELECTRIC | 1 YEAR ON-SITE WARRANTY EXTENSION FOR (1) IN ROW ACRH 301 SERIES | WOE1YR-AX-36 | 8390
APC BY SCHNEIDER ELECTRIC | 2 YEAR COOL UPGRADE FOR (1) IN ROW ACRD101 SERIES | WCOOLUP-AX-28 | 7600
APC BY SCHNEIDER ELECTRIC | 1 YEAR EXTENDED WARRANTY FOR DX UNISPLIT CEILING OR WALL MOUNT UNIT - MODEL 0481 | WEXT1YR-UF-47C | 522
APC BY SCHNEIDER ELECTRIC | 1 YR ADV ULTRA PLAN FOR 1 CHILLER W-FREECOOLING MODEL BCEF 0752A - 0903A | WADVULTRA-UF-75B | 49570
APC BY SCHNEIDER ELECTRIC | (1) YEAR EXTENDED WARRANTY FOR SRV UPS WITH LITHIUM-ION BATTERY - LEVEL 02 | WBEXTWAR1YLB-SE-02 | 537
APC BY SCHNEIDER ELECTRIC | 1 YEAR EXTENDED WARRANTY FOR (1) LEVEL 5 MICRO DC | WEXT1YR-MDC-05 | 10360
APC BY SCHNEIDER ELECTRIC | (1) YR ADVANTAGE ULTRA SERVICE PLAN FOR (1) GALAXY VL 400KW UPS | WADVULTRA-VL-400 | 23325
APC BY SCHNEIDER ELECTRIC | ADVANTAGE ULTRA SERVICE PLAN FOR ALL-IN-ONE WITH EASY 3M, CW COOLING, UP TO 60KW | WADVULTRA4BISP-03 | 54680
APC BY SCHNEIDER ELECTRIC | (1) YEAR ADVANTAGE ULTRA SERVICE PLAN FOR (1) GALAXY 3500 OR SUVT 40 KVA UPS 10 | WADVULTRAM-G3-24 | 10140
APC BY SCHNEIDER ELECTRIC | (1) YEAR ADVANTAGE ULTRA SERVICE PLAN FOR (1) EPS 6000 300 TO 375 KVA UPS 10 YEA | WADVULTRAM-E6-37 | 27465
APC BY SCHNEIDER ELECTRIC | ADVANTAGE ULTRA SERVICE PLAN FOR POWER MODULE WITH GALAXY VL, CRAC COOLING, UP T | WADVULTRA6CPSP-19 | 188350
APC BY SCHNEIDER ELECTRIC | ADVANTAGE ULTRA SERVICE PLAN FOR ALL-IN-ONE WITH SYMMETRA PX, CW COOLING, UP TO | WADVULTRA2BISP-03 | 77900
APC BY SCHNEIDER ELECTRIC | ADVANTAGE ULTRA SERVICE PLAN FOR ALL-IN-ONE WITH EASY 3M, CW COOLING, UP TO 160K | WADVULTRA4BISP-08 | 97470
APC BY SCHNEIDER ELECTRIC | ADVANTAGE ULTRA SERVICE PLAN FOR ALL-IN-ONE WITH EASY 3M, DX COOLING, UP TO 60KW | WADVULTRA4AISP-03 | 98250
APC BY SCHNEIDER ELECTRIC | ADVANTAGE ULTRA SERVICE PLAN FOR ALL-IN-ONE WITH GALAXY VS, DX COOLING, UP TO 60 | WADVULTRA3AISP-03 | 94195
APC BY SCHNEIDER ELECTRIC | (1) YR ADVANTAGE ULTRA SERVICE PLAN FOR (1) GALAXY VX 750 SCALABLE TO 1500KVA UP | WADVULTRA-VX-79 | 31335
APC BY SCHNEIDER ELECTRIC | 2 YEAR EXTENDED WARRANTY FOR DX UNISPLIT CEILING OR WALL MOUNT UNIT - MODEL 0481 | WEXT2YR-UF-47C | 1065
APC BY SCHNEIDER ELECTRIC | (1) YR ADVANTAGE ULTRA SERVICE PLAN FOR (1) EASY UPS 3S UL 10-15KVA UPS | WADVULTRA-EZU-15 | 11270
APC BY SCHNEIDER ELECTRIC | (2) YEAR EXTENDED WARRANTY FOR SRV UPS WITH LITHIUM-ION BATTERY - LEVEL 03 | WBEXTWAR2YLB-SE-03 | 1190
APC BY SCHNEIDER ELECTRIC | 2 YEAR COOL UPGRADE FOR (1) IN ROW ACRH 301 SERIES | WCOOLUP-AX-36 | 11305
APC BY SCHNEIDER ELECTRIC | ADVANTAGE ULTRA SERVICE PLAN FOR POWER MODULE WITH GALAXY VL, DX COOLING, UP TO | WADVULTRA6CPSP-14 | 85595
APC BY SCHNEIDER ELECTRIC | (1) YEAR EXTENDED WARRANTY FOR SRV UPS WITH LITHIUM-ION BATTERY - LEVEL 01 | WBEXTWAR1YLB-SE-01 | 292
APC BY SCHNEIDER ELECTRIC | (2) YEAR ECOSTRUXURE SERVICE PLAN PLUS FOR (1) GALAXY VS 20 - 25KVA UPS | WESPPLUS2-VS2-A41 | 10630
APC BY SCHNEIDER ELECTRIC | ADVANTAGE ULTRA SERVICE PLAN FOR ALL-IN-ONE WITH EASY 3M, CW COOLING, UP TO 140K | WADVULTRA4BISP-07 | 106915
APC BY SCHNEIDER ELECTRIC | (1) YR ADVANTAGE ULTRA SERVICE PLAN FOR (1) GALAXY VS 10 TO 15KW UPS | WADVULTRA-VS2-A40 | 9145
APC BY SCHNEIDER ELECTRIC | ADVANTAGE ULTRA SERVICE PLAN FOR POWER MODULE WITH GALAXY VX, DX COOLING, UP TO | WADVULTRA7APSP-19 | 218275
APC BY SCHNEIDER ELECTRIC | (1) YR ADVANTAGE PRIME SERVICE PLAN FOR (1) GALAXY VS 80 TO 100KW UPS | WADVPRIME-VS2-A100 | 7735
APC BY SCHNEIDER ELECTRIC | 1 YR ADV PRIME PLAN FOR 1 AIR-COOL FREE COOLING CHILLER MODEL XRAF 5622A - 6422A | WADVPRIME-UF-56C | 25385
APC BY SCHNEIDER ELECTRIC | ADVANTAGE ULTRA SERVICE PLAN FOR ALL-IN-ONE WITH EASY 3M, DX COOLING, UP TO 100K | WADVULTRA4AISP-05 | 109505
APC BY SCHNEIDER ELECTRIC | 1 YEAR EXTENDED WARRANTY FOR DX UNISPLIT CEILING OR WALL MOUNT UNIT - MODEL 0341 | WEXT1YR-UF-45C | 452
APC BY SCHNEIDER ELECTRIC | (2) YEAR ECOSTRUXURE SERVICE PLAN ULTRA FOR (1) EASY UPS 3S UL 10 - 15KVA UPS | WESPULTRA2-EZU-15 | 24070
APC BY SCHNEIDER ELECTRIC | ADVANTAGE ULTRA SERVICE PLAN FOR POWER MODULE WITH GALAXY VL, DX COOLING, UP TO | WADVULTRA6APSP-15 | 155080
APC BY SCHNEIDER ELECTRIC | APC RACK PDU 9000, METERED, 1U, 17.2KW, 60A 208V 3PH, (3) C13 & (6) C19, 3.6M IN | APDU9866-1UX960 | 4630
APC BY SCHNEIDER ELECTRIC | (2) YEAR ECOSTRUXURE SERVICE PLAN PLUS FOR (1) EASY UPS 3S UL 10 - 15KVA UPS | WESPPLUS2-EZU-15 | 14470
APC BY SCHNEIDER ELECTRIC | ADVANTAGE ULTRA SERVICE PLAN FOR POWER MODULE WITH GALAXY VX, DX COOLING, UP TO | WADVULTRA7APSP-18 | 193710
APC BY SCHNEIDER ELECTRIC | ADVANTAGE ULTRA SERVICE PLAN FOR ALL-IN-ONE WITH EASY 3S, CW COOLING, UP TO 20KW | WADVULTRA1BISP-01 | 42065
APC BY SCHNEIDER ELECTRIC | (1) YEAR ADVANTAGE ULTRA SERVICE PLAN FOR (1) EPS 8000 1100 TO 1125 KVA UPS 10 Y | WADVULTRAM-E8-11 | 33485
APC BY SCHNEIDER ELECTRIC | (1) YR ADVANTAGE PRO PLAN WITH (1) PM FOR 1 CHILLER W-FREECOOLING MODEL BCEF 110 | WADVPRO-UF-75C | 30035
APC BY SCHNEIDER ELECTRIC | ADVANTAGE ULTRA SERVICE PLAN FOR ALL-IN-ONE WITH SYMMETRA PX, CW COOLING, UP TO | WADVULTRA2BISP-05 | 102175
APC BY SCHNEIDER ELECTRIC | ADVANTAGE ULTRA SERVICE PLAN FOR ALL-IN-ONE WITH SYMMETRA PX, DX COOLING, UP TO | WADVULTRA2AISP-02 | 72215
APC BY SCHNEIDER ELECTRIC | 1 YR ADV PRIME PLAN FOR 1 CHILLER W-FREECOOLING MODEL BCEF 0752A - 0903A | WADVPRIME-UF-75B | 31820
APC BY SCHNEIDER ELECTRIC | (2) YEAR ECOSTRUXURE SERVICE PLAN ULTRA FOR (1) SYMMETRA PX UPS 20KVA 40 | WESPULTRA2-PX-22 | 18300
APC BY SCHNEIDER ELECTRIC | 1 YR ADV ULTRA PLAN FOR 1 CHILLER W-FREECOOLING MODEL BCEF 1103A | WADVULTRA-UF-75C | 63655
APC BY SCHNEIDER ELECTRIC | ADVANTAGE ULTRA SERVICE PLAN FOR POWER MODULE WITH GALAXY VL, CRAC COOLING, UP T | WADVULTRA6CPSP-18 | 142170
APC BY SCHNEIDER ELECTRIC | (2) YEAR ECOSTRUXURE SERVICE PLAN ULTRA FOR (1) SYMMETRA PX UPS 30KVA 40 | WESPULTRA2-PX-23 | 19315
APC BY SCHNEIDER ELECTRIC | ADVANTAGE ULTRA SERVICE PLAN FOR ALL-IN-ONE WITH GALAXY VS, CW COOLING, UP TO 14 | WADVULTRA3BISP-07 | 106200
APC BY SCHNEIDER ELECTRIC | (1) YR ADVANTAGE PRIME SERVICE PLAN FOR (1) GALAXY VX 500 SCALABLE TO 1250KVA UP | WADVPRIME-VX-54 | 13715
APC BY SCHNEIDER ELECTRIC | (1) YEAR EXTENDED WARRANTY FOR (1) EASY UPS SMV/SMVS LEVEL 02 | WBEXTWAR1YR-SD-02 | 123
APC BY SCHNEIDER ELECTRIC | (2) YEAR ECOSTRUXURE SERVICE PLAN PLUS FOR (1) GALAXY 3500 OR SUVT 30 KVA UPS | WESPPLUS2-G3-23 | 9875
APC BY SCHNEIDER ELECTRIC | (2) YEAR ECOSTRUXURE SERVICE PLAN ULTRA FOR (1) GALAXY 3500 OR SUVT 20 KVA UPS | WESPULTRA2-G3-22 | 14935
APC BY SCHNEIDER ELECTRIC | ADVANTAGE ULTRA SERVICE PLAN FOR ALL-IN-ONE WITH SYMMETRA PX, DX COOLING, UP TO | WADVULTRA2AISP-01 | 70715
APC BY SCHNEIDER ELECTRIC | (1) PREVENTIVE MAINTENANCE SERVICE FOR (10) CABINETS LI-ION BATTERY SOLUTION | WLBPMV-LB-10 | 4625
APC BY SCHNEIDER ELECTRIC | MODULAR BATTERY REPLACEMENT SERVICE - (9) GVSBTH4LL 9AH LONG LIFE FOR (1) GVS UP | WMBRS9-MB9LL-GVS | 54030
APC BY SCHNEIDER ELECTRIC | (2) YEAR EXTENDED WARRANTY FOR SRV UPS WITH LITHIUM-ION BATTERY - LEVEL 02 (RENE | WEXTWAR2YLB-SE-02 | 828
APC BY SCHNEIDER ELECTRIC | 1 YEAR ON-SITE WARRANTY EXT FOR (1) GALAXY VL 500KW UPS | WOE1YR-VL-500 | 13720
APC BY SCHNEIDER ELECTRIC | 1 YEAR ON-SITE WARRANTY EXT FOR (1) EASY UPS 3S UL 20KVA UPS | WOE1YR-EZU-20 | 6265
APC BY SCHNEIDER ELECTRIC | 1 YEAR ON-SITE WARRANTY EXT FOR (1) GALAXY VS 50KW 400 OR 480V UPS | WOE1YR-VS1-A50 | 4730
APC BY SCHNEIDER ELECTRIC | (1) PREVENTIVE MAINTENANCE SERVICE FOR (5) CABINETS LI-ION BATTERY SOLUTION | WLBPMV-LB-05 | 4905
APC BY SCHNEIDER ELECTRIC | 2 YEAR ON-SITE WARRANTY EXT FOR (1) GALAXY VX 500 SCALABLE TO 1500KVA UPS | WOE2YR-VX-55 | 23165
APC BY SCHNEIDER ELECTRIC | MODULAR BATTERY REPLACEMENT SERVICE - (4) GVSBTH4LL 9AH LONG LIFE FOR (1) GVS UP | WMBRS4-MB9LL-GVS | 25145
APC BY SCHNEIDER ELECTRIC | 2 YR ON SITE WARR EXT FOR 1 AIR COOLED CHILLER MODEL XRAC 5622A - 6422A | WOE2YR-UF-55C | 76265
APC BY SCHNEIDER ELECTRIC | MONTHLY PREVENTATIVE MAINTENANCE 7X24 FOR (1) IN ROW ACRH 301 SERIES | WMPMV7X24-AX-36 | 40195
APC BY SCHNEIDER ELECTRIC | 1 YEAR EXTENDED WARRANTY, PARTS ONLY FOR (1) 3.5KW SPLIT SYSTEM UNIT | WEXTWAR1YR-AX-07 | 859
APC BY SCHNEIDER ELECTRIC | (1) YR ON-SITE WARRANTY EXT FOR 8 RACK TYPE G LI-ION BATTERY SOLUTION | WOE1YR-LB-G8 | 24735
APC BY SCHNEIDER ELECTRIC | 1 YEAR ON-SITE WARRANTY EXT FOR (1) EASY UPS 3S UL 40KVA UPS | WOE1YR-EZU-40 | 7120
APC BY SCHNEIDER ELECTRIC | 2 YR ON SITE WARR EXT FOR 1 CHILLER W-FREECOOLING MODEL BCEF 0752A - 0903A | WOE2YR-UF-75B | 61650
APC BY SCHNEIDER ELECTRIC | (2) YEAR ON-SITE WARRANTY EXTENSION SERVICE FOR (1) IAEC25 250KW COOLING UNIT | WOE2YR-AE-25 | 39985
APC BY SCHNEIDER ELECTRIC | 1 YEAR ON-SITE WARRANTY EXTENSION FOR (1) GALAXY 3500 OR SUVT 80 KVA UPS | WOE1YR-G3-28 | 5265
APC BY SCHNEIDER ELECTRIC | (2) YEAR EXTENDED WARRANTY FOR SRV UPS WITH LITHIUM-ION BATTERY - LEVEL 01 (RENE | WEXTWAR2YLB-SE-01 | 458
APC BY SCHNEIDER ELECTRIC | (1) PREVENTIVE MAINTENANCE SERVICE FOR (15) CABINETS LI-ION BATTERY SOLUTION | WLBPMV-LB-15 | 7400
APC BY SCHNEIDER ELECTRIC | 1 YEAR ON-SITE WARRANTY EXT FOR (1) GALAXY VS 10 TO 15K WUPS | WOE1YR-VS2-A40 | 4985
APC BY SCHNEIDER ELECTRIC | 1 YEAR ON-SITE WARRANTY EXT FOR (1) GALAXY VL 200KW UPS | WOE1YR-VL-200 | 10990
APC BY SCHNEIDER ELECTRIC | (1) YEAR EXTENDED WARRANTY FOR SRV UPS WITH LITHIUM-ION BATTERY - LEVEL 03 (RENE | WEXTWAR1YLB-SE-03 | 947
APC BY SCHNEIDER ELECTRIC | (1) YR ON-SITE WARRANTY EXT FOR 12 RACK TYPE O LI-ION BATTERY SOLUTION | WOE1YR-LB-O12 | 29695
APC BY SCHNEIDER ELECTRIC | SCHEDULING UPGRADE TO 7X24 FOR MBRS | WUPGMBRS7X24-MB-00 | 633.6
APC BY SCHNEIDER ELECTRIC | 2 YEAR ON-SITE WARRANTY EXTENSION FOR (1) IN ROW ACRH 301 SERIES | WOE2YR-AX-36 | 16355
APC BY SCHNEIDER ELECTRIC | 1 YR ON SITE WARR EXT FOR 1 AIR COOLED CHILLER MODEL XRAC 5622A - 6422A | WOE1YR-UF-55C | 39165
APC BY SCHNEIDER ELECTRIC | (1) YR ON-SITE WARRANTY EXT FOR 16 RACK TYPE S LI-ION BATTERY SOLUTION | WOE1YR-LB-S16 | 42790
APC BY SCHNEIDER ELECTRIC | MODULAR BATTERY REPLACEMENT SERVICE - (2) GVSBT4 7AH FOR (1) GALAXY VS UPS NARRO | WMBRS2-MB7-GVS | 10275
APC BY SCHNEIDER ELECTRIC | (1) YR ON-SITE WARRANTY EXT FOR 10 RACK TYPE O LI-ION BATTERY SOLUTION | WOE1YR-LB-O10 | 23800
APC BY SCHNEIDER ELECTRIC | (1) PREVENTIVE MAINTENANCE SERVICE FOR (2) CABINETS LI-ION BATTERY SOLUTION | WLBPMV-LB-02 | 3550
APC BY SCHNEIDER ELECTRIC | (1) YR ON-SITE WARRANTY EXT FOR 16 RACK TYPE O LI-ION BATTERY SOLUTION | WOE1YR-LB-O16 | 38470
APC BY SCHNEIDER ELECTRIC | 2 YEAR ON SITE WARRANTY EXT. FOR FWCV36L1 OR FWCV40L1 | WOE2YR-UF-28 | 26630
APC BY SCHNEIDER ELECTRIC | (1) PREVENTIVE MAINTENANCE SERVICE FOR (14) CABINETS LI-ION BATTERY SOLUTION | WLBPMV-LB-14 | 7285
APC BY SCHNEIDER ELECTRIC | (1) YR ON-SITE WARRANTY EXT FOR 4 RACK TYPE E LI-ION BATTERY SOLUTION | WOE1YR-LB-E4 | 12895
APC BY SCHNEIDER ELECTRIC | INROW ACRC301S WITH ON-SITE EXTENDED WARRANTY | WROSA-ACRC301S | 26045
APC BY SCHNEIDER ELECTRIC | GALAXY 3500 REVITALIZATION FOR (1) 15 KVA 400V UPS 3:3 WITH 1 YEAR ON-SITE WARRA | WMPRS1H-G3-15-3 | 20980
APC BY SCHNEIDER ELECTRIC | 1 YR ON SITE WARR EXT FOR 1 AIR-COOL FREE COOLING CHILLER MODEL XRAF 5622A - 642 | WOE1YR-UF-56C | 40720
APC BY SCHNEIDER ELECTRIC | MODULAR BATTERY REPLACEMENT SERVICE - (8) GVSBTH4LL 9AH LONG LIFE FOR (1) GVS UP | WMBRS8-MB9LL-GVS | 48450
APC BY SCHNEIDER ELECTRIC | (1) YR ON-SITE WARRANTY EXT FOR 14 RACK TYPE S LI-ION BATTERY SOLUTION | WOE1YR-LB-S14 | 37865
APC BY SCHNEIDER ELECTRIC | 2 YEAR ON SITE WARRANTY EXT. FOR FWCV36L2 OR FWCV40L2 | WOE2YR-UF-28A | 30990
APC BY SCHNEIDER ELECTRIC | (2) YEAR EXTENDED WARRANTY FOR SRV UPS WITH LITHIUM-ION BATTERY - LEVEL 03 (RENE | WEXTWAR2YLB-SE-03 | 1325
APC BY SCHNEIDER ELECTRIC | APC SMART-UPS LITHIUM ION 3000VA RM 120V SMARTCONNECT TAA-COMPLIANT | SMTL3000RM2UCUS | 6415
APC BY SCHNEIDER ELECTRIC | 1 YEAR ECOCARE ADVANCED SERVICE PLAN FOR MODULAR DATA CENTER ALL-IN-ONE 140KW-18 | ECRADVPFI1YSP-03 | 27225
APC BY SCHNEIDER ELECTRIC | APC IT POWER DISTRIBUTION MODULE 2 POLE 3 WIRE 30A L3-L1 L6-30 1400CM | PDM2330L6-31-1400 | 1590
APC BY SCHNEIDER ELECTRIC | 3 YEAR ECOCARE ADVANCED SERVICE PLAN FOR MODULAR DATA CENTER POWER MODULE 1750KW | ECRADVPFP3YSP-03 | 116940
APC BY SCHNEIDER ELECTRIC | APC SMART-UPS ULTRA ON-LINE LITHIUM ION, 5KVA/5KW, 2U RACK/TOWER, 208V, HW | SRTL5KRM2UT-HW | 16920
APC BY SCHNEIDER ELECTRIC | PB BUSWAY FEED UNIT W/ METERING & GATEWAY 100A 415V | PBCF4A100ATBM4B | 3465
APC BY SCHNEIDER ELECTRIC | IT EXPERT 30 DAY FREE TRIAL TIED TO ACCT 116406 | SFITE30DTRIAL
APC BY SCHNEIDER ELECTRIC | MODULAR UPS REVITALIZATION SERVICE FOR (1) SYMMETRA PX500 7X SYPM25KD, MBP AND D | WMPRS507-MP-507 | 130535
APC BY SCHNEIDER ELECTRIC | APC NETSHELTER SX COLOCATION RACK GEN 2, 42U,1991H X 600MMW X 1070D MM, 2 X 20U, | AR3200B2 | 5305
APC BY SCHNEIDER ELECTRIC | PRODUCT LEGACY APC CPP WITH ONSITE SUPPORT COMPREHENSIVE PROTECTION PLAN CREDIT | QWCBM-QCMI19161-NSUSD | 482.72
APC BY SCHNEIDER ELECTRIC | PRODUCT LEGACY APC CPP WITH ONSITE SUPPORT COMPREHENSIVE PROTECTION PLAN CREDIT | QWCBM-QCMI19161-NSUSD | 511.78
APC BY SCHNEIDER ELECTRIC | PRODUCT LEGACY APC CPP WITH ONSITE SUPPORT COMPREHENSIVE PROTECTION PLAN CREDIT | QWCBM-QCMI19161-NSUSD | 542.39
APC BY SCHNEIDER ELECTRIC | ISX0002483039-0001 ON 2025-2587210 | ISX0002483039-0001 | 178533.56
APC BY SCHNEIDER ELECTRIC | ISX0002531333-0002 ON 2025-2591327 | ISX0002531333-0002 | 397194.35
APC BY SCHNEIDER ELECTRIC | ISX0002513981-0003-EC ON 2025-2591404 | ISX0002513981-0003-EC | 130341.13
APC BY SCHNEIDER ELECTRIC | ISX0002532301-0002-EC ON 2025-2591431 | ISX0002532301-0002-EC | 46515.87
APC BY SCHNEIDER ELECTRIC | ECOSTRUXURE IT EXPERT 30 DAYS FREE TRIAL | SFITE30DTRIAL | 0
APC BY SCHNEIDER ELECTRIC | CPP ON QUOTE NUMBER: 2025-2594534 | QWCBM-QWCBM-QCMI19161-NSUSD | 455.4
APC BY SCHNEIDER ELECTRIC | ISX0002399113-0004 ON 2025-2693165 | ISX0002399113-0004 | 982762.31
APC BY SCHNEIDER ELECTRIC | ISX0002534416-0003 ON 2025-2596580 | ISX0002534416-0003 | 73017.36
APC BY SCHNEIDER ELECTRIC | ISX0002534414-0003 ON 2025-2596573 | ISX0002534414-0003 | 48917.25
APC BY SCHNEIDER ELECTRIC | ISX0002534776-0001-EC ON 2025-2588033-1 | ISX0002534776-0001-EC | 77817.44
APC BY SCHNEIDER ELECTRIC | ISX0002534772-0001-EC ON 2025-2596822-2 | ISX0002534772-0001-EC | 78020.12
APC BY SCHNEIDER ELECTRIC | ISX0002534906-0001-ET ON 2025-2597217 | ISX0002534906-0001-ET | 17974.69
APC BY SCHNEIDER ELECTRIC | (1) YEAR ADVANTAGE ULTRA SERVICE PLAN FOR (1) GALAXY 3500 OR SUVT 30 KVA UPS YEA | WADVULTRA-G3-23 | 8343
APC BY SCHNEIDER ELECTRIC | (1) YEAR ADVANTAGE ULTRA SERVICE PLAN FOR (1) GALAXY 3500 OR SUVT 30 KVA UPS YEA | WADVULTRA-G3-23 | 8841.6
APC BY SCHNEIDER ELECTRIC | (1) YEAR ADVANTAGE ULTRA SERVICE PLAN FOR (1) GALAXY 3500 OR SUVT 30 KVA UPS YEA | WADVULTRA-G3-23 | 9372.6
APC BY SCHNEIDER ELECTRIC | (1) YEAR ADVANTAGE ULTRA SERVICE PLAN FOR (1) GALAXY 3500 OR SUVT 30 KVA UPS YEA | WADVULTRA-G3-23 | 7869.6
APC BY SCHNEIDER ELECTRIC | APC SMART-UPS X 2000VA RACK/TOWER 100-127V TAA-COMPLIANT | SMX2000RMLV2U-US | 3515
APC BY SCHNEIDER ELECTRIC | APC NETSHELTER SX SERVER RACK GEN 2, 42U, 1991H X 750W X 1070D MM, WITHOUT SIDES | AR3150B2X609 | 4135
APC BY SCHNEIDER ELECTRIC | APC NETSHELTER SX SERVER RACK GEN 2, 48U, 2258H X 600W X 1070D MM, WITHOUT SIDES | AR3107B2X617 | 2625
APC BY SCHNEIDER ELECTRIC | SCHEDULING UPGRADE TO 7X24 FOR MBRS | WUPGMBRS7X24-MB-00 | 1474.2
APC BY SCHNEIDER ELECTRIC | GALAXY LITHIUM-ION BATTERY CABINET UL DATA KIT | LIBSEDATABMSUL | 1090
APC BY SCHNEIDER ELECTRIC | MODULAR UPS REVITALIZATION SERVICE FOR (1) SYMMETRA PX500 8X SYPM25KD, MBP AND D | WMPRS508-MP-508 | 142615
APC BY SCHNEIDER ELECTRIC | SCHEDULING UPGRADE TO 7X24 FOR MBRS | WUPGMBRS7X24-MB-00 | 1935
APC BY SCHNEIDER ELECTRIC | ISX0002539134-0003-ET ON 2025-2608358 | ISX0002539134-0003-ET | 260606.77
APC BY SCHNEIDER ELECTRIC | NETBOTZ RACK MONITOR 750 TAA | NBRK0750TAA | 4640
APC BY SCHNEIDER ELECTRIC | ISX0002278190-0009 ON 2025-2613569-1 | ISX0002278190-0009 | 93332.12
APC BY SCHNEIDER ELECTRIC | ISX0002541658-0005 ON 2025-2616070 | ISX0002541658-0005 | 526588.99
APC BY SCHNEIDER ELECTRIC | ISX0002399113-0009 ON 2025-2596742-1 | ISX0002399113-0009 | 1053021.56
APC BY SCHNEIDER ELECTRIC | IT-1179894 - 2025 - DEFENSE LOGISTICS AGENCY - DEFENSE LOGISTICS AGENCY OPTION Y | 2025-2533405 | 108000
APC BY SCHNEIDER ELECTRIC | IT-1179894 - 2025 - DEFENSE LOGISTICS AGENCY - DEFENSE LOGISTICS AGENCY OPTION Y | 2025-2533405 | 112716
APC BY SCHNEIDER ELECTRIC | IT-1179894 - 2025 - DEFENSE LOGISTICS AGENCY - DEFENSE LOGISTICS AGENCY OPTION Y | 2025-2549308 | 61335
APC BY SCHNEIDER ELECTRIC | IT-1179894 - 2025 - DEFENSE LOGISTICS AGENCY - DEFENSE LOGISTICS AGENCY OPTION Y | 2025-2549308 | 65016
APC BY SCHNEIDER ELECTRIC | IT-1424964 - 2026 - CPI CARD GROUP - NASHVILLE, TN - CPI CARD GROUP - VS - EAA | 2025-2622192 | 34634.75
APC BY SCHNEIDER ELECTRIC | NANNA POWER MODULE 10KVA 400V PARALLEL OPERATION - SPARE PART | WSUVTPM10KH-P | 20545.2
APC BY SCHNEIDER ELECTRIC | SCHEDULING UPGRADE TO 7X24 FOR MBRS | WUPGMBRS7X24-MB-00 | 1741.5
APC BY SCHNEIDER ELECTRIC | ISX0002516851-0006 ON 2025-2625569 | ISX0002516851-0006 | 108360
APC BY SCHNEIDER ELECTRIC | ISX0002396152-0014 ON 2025-2629495-1 | ISX0002396152-0014 | 168060.15
APC BY SCHNEIDER ELECTRIC | ECOSTRUXURE DATA CENTER EXPERT 1 YEAR DIGITAL SUBSCRIPTION BUNDLE 100 NODES | SWDCE1YR100N-DIGI | 7200
APC BY SCHNEIDER ELECTRIC | ECOSTRUXURE IT DATA CENTER EXPERT 1 YEAR DIGITAL SUBSCRIPTION BUNDLE 500 NODES | SWDCE1YR500N-DIGI | 27000
APC BY SCHNEIDER ELECTRIC | ECOSTRUXURE IT DATA CENTER EXPERT 3 YEAR DIGITAL SUBSCRIPTION BUNDLE 100 NODES | SWDCE3YR100N-DIGI | 20520
APC BY SCHNEIDER ELECTRIC | ECOSTRUXURE IT DATA CENTER EXPERT 3 YEAR DIGITAL SUBSCRIPTION BUNDLE 500 NODES | SWDCE3YR500N-DIGI | 76950
APC BY SCHNEIDER ELECTRIC | ECOSTRUXURE IT DATA CENTER EXPERT 5 YEAR DIGITAL SUBSCRIPTION BUNDLE 100 NODES | SWDCE5YR100N-DIGI | 32400
APC BY SCHNEIDER ELECTRIC | ECOSTRUXURE IT DATA CENTER EXPERT 5 YEAR DIGITAL SUBSCRIPTION , BUNDLE 500 NODES | SWDCE5YR500N-DIGI | 121500
APC BY SCHNEIDER ELECTRIC | ECOSTRUXURE DATA CENTER EXPERT 1 YEAR DIGITAL SUBSCRIPTION | SWDCE1YR-DIGI | 85
APC BY SCHNEIDER ELECTRIC | ECOSTRUXURE DATA CENTER EXPERT 3 YEAR DIGITAL SUBSCRIPTION | SWDCE3YR-DIGI | 242
APC BY SCHNEIDER ELECTRIC | ECOSTRUXURE DATA CENTER EXPERT 5 YEAR DIGITAL SUBSCRIPTION | SWDCE5YR-DIGI | 382
APC BY SCHNEIDER ELECTRIC | QTY.21 WEXTWAR1YR-SP-03 COTERMED TO 11/30/2026, IT-1320664 - 2025 - LOS ANGELES | 2025-2619486 | 3287.23
APC BY SCHNEIDER ELECTRIC | IT-1239403 - 2025 - BROOKLYN COLLEGE -CO-TERMED TO 12/08/2026 | 2025-2625576 | 68751
APC BY SCHNEIDER ELECTRIC | ISX0002545101-0002 ON 2025-2628830-2 | ISX0002545101-0002 | 762153.95
APC BY SCHNEIDER ELECTRIC | ISX0002500583-0004 ON 2025-2630085 | ISX0002500583-0004 | 2803513.54
APC BY SCHNEIDER ELECTRIC | ISX0002467399-0005 ON 2025-2630095 | ISX0002467399-0005 | 350710.49
APC BY SCHNEIDER ELECTRIC | ISX0002549692-0002 ON 2025-2632680 | ISX0002549692-0002 | 29263.48
APC BY SCHNEIDER ELECTRIC | APC NETSHELTER SX SERVER RACK GEN 2, 42U, 1991H X 600W X 1200D MM, WITHOUT SIDES | AR3300B2X617 | 3555
APC BY SCHNEIDER ELECTRIC | SCHEDULING UPGRADE TO 7X24 FOR MPRS | WUPGMPRS7X24-MP-00 | 1475.73
APC BY SCHNEIDER ELECTRIC | NETSHELTER SX GEN2 42U 600MM WIDE PERFORATED SPLIT DOORS BLACK | AR7100B2 | 946
APC BY SCHNEIDER ELECTRIC | ISX0002525458-0002-ET ON 2025-2641883 | ISX0002525458-0002-ET | 33347.54
APC BY SCHNEIDER ELECTRIC | SCHEDULING UPGRADE TO 7X24 FOR MBRS | WUPGMBRS7X24-MB-00 | 954
APC BY SCHNEIDER ELECTRIC | APC SMART-UPS HIGH DENSITY MODULAR I/O WIRING TRAY, 200/208V | SRYLFSU7 | 1090
APC BY SCHNEIDER ELECTRIC | MODULAR UPS REVITALIZATION SERVICE FOR (1) SYMMETRA PX500 20X SYPM25KD, MBP AND | WMPRS520-MP-520 | 257005
APC BY SCHNEIDER ELECTRIC | ISX0002392676-0009 ON 2025-2644018 | ISX0002392676-0009 | 262569.69
APC BY SCHNEIDER ELECTRIC | ISX0002474632-0018 ON 2025-2646540 | ISX0002474632-0018 | 591122.05
APC BY SCHNEIDER ELECTRIC | OP-250929-15850351 ON 2025-2645622 | 2025-2645622 | 12109.61
APC BY SCHNEIDER ELECTRIC | OP-250929-15850351 ON 2025-2645622_YEAR 1 | 2025-2645622 | 13078.37
APC BY SCHNEIDER ELECTRIC | OP-250929-15850351 ON 2025-2645622_YEAR 2 | 2025-2645622 | 14124.65
APC BY SCHNEIDER ELECTRIC | OP-250929-15850351 ON 2025-2645622_YEAR 3 | 2025-2645622 | 15254.62
APC BY SCHNEIDER ELECTRIC | OP-250929-15850351 ON 2025-2645622_YEAR 4 | 2025-2645622 | 16474.99
APC BY SCHNEIDER ELECTRIC | ISX0002553333-0001 ON 2025-2646405 | ISX0002553333-0001
APC BY SCHNEIDER ELECTRIC | ISX0002555328-0002 ON 2025-2646860-1 | ISX0002555328-0002 | 67455.52
APC BY SCHNEIDER ELECTRIC | OP-240123-13937180 ON 2025-2646897 | 2025-2646897
APC BY SCHNEIDER ELECTRIC | SCHEDULING UPGRADE TO 7X24 FOR MBRS | WUPGMBRS7X24-MB-00 | 900
APC BY SCHNEIDER ELECTRIC | ISX0002555101-0007 ON 2025-2647317-1 | ISX0002555101-0007 | 391469.31
APC BY SCHNEIDER ELECTRIC | RAMP FOR NETSHELTER SX ADVANCED RACK REMOVAL FROM SHOCK PALLET | AR9000RAMPX886 | 4680
APC BY SCHNEIDER ELECTRIC | OP-250929-15850351 ON 2025-2645622-1 | 2025-2645622-1 | 12109.61
APC BY SCHNEIDER ELECTRIC | OP-250929-15850351 ON 2025-2645622-1_YEAR 1 | 2025-2645622-1 | 9441
APC BY SCHNEIDER ELECTRIC | OP-250929-15850351 ON 2025-2645622-1_YEAR 2 | 2025-2645622-1 | 10008
APC BY SCHNEIDER ELECTRIC | ISX0002541737-0007 ON 2025-2621917-1 | ISX0002541737-0007 | 212375.84
APC BY SCHNEIDER ELECTRIC | OP-250710-15590611 ON 2025-2584993 | 2025-2584993 | 1127.16
APC BY SCHNEIDER ELECTRIC | OP-250909-15783073 ON 2025-2649290 | ISX0002552617-0007 | 143898.26
APC BY SCHNEIDER ELECTRIC | PRODUCT PROFESSIONAL SERVICES OTHER THIRD PARTY COOLING REPLACEMENT | QWINSTALL-QBED28689-00 | 46667.61
APC BY SCHNEIDER ELECTRIC | OP-240216-14016624 ON 2025-2650018 | ISX0002335249-0016 | 140874.52
APC BY SCHNEIDER ELECTRIC | OP-250908-15779640 ON 2025-2650636-1 | ISX0002554453-0001 | 64963.26
APC BY SCHNEIDER ELECTRIC | OP-250227-15159238 ON 2025-2650513 | ISX0002552144-0002 | 157771.42
APC BY SCHNEIDER ELECTRIC | OP-250227-15159238 ON 2025-2650518 | ISX0002556901-0001 | 175702.48
APC BY SCHNEIDER ELECTRIC | 1) YEAR ADVANTAGE ULTRA SERVICE PLAN FOR (1) SY 250 KVA UPS, (2) XR FRAMES AND P | WADVULTRA-NX-84 | 35244
APC BY SCHNEIDER ELECTRIC | SCHEDULING UPGRADE TO 7X24 FOR MBRS | WUPGMBRS7X24-MB-00 | 1350
APC BY SCHNEIDER ELECTRIC | OP-231114-13751268 ON 2025-2620908-1 | ISX0002544346-0003
APC BY SCHNEIDER ELECTRIC | OP-231018-13673337 ON 2025-2648753 | ISX0002278190-0011 | 273909.49
APC BY SCHNEIDER ELECTRIC | IT-1394828 - 2025 - MISSOURI STATE UNIVERSITY COTERMED TO 12/03/2026 | 2025-2588506-2 | 25445.66
APC BY SCHNEIDER ELECTRIC | ISX0002559746-0002 ON 2025-2657720 | ISX0002559746-0002 | 184841.78
APC BY SCHNEIDER ELECTRIC | ISX0002560017-0002 ON 2025-2659163 | ISX0002560017-0002 | 53055.27
APC BY SCHNEIDER ELECTRIC | ISX0002471264-0002 ON 2025-2659164 | ISX0002471264-0002 | 166185.34
APC BY SCHNEIDER ELECTRIC | ASSY PIPING ACRD30X | 0J-0M-84157 | 1357.2
APC BY SCHNEIDER ELECTRIC | ITE-LANTHEUS MEDICAL IMAGING, INC. QTY.5 SWITE1YR-DIGI | 2025-2649833 | 599.22
APC BY SCHNEIDER ELECTRIC | RACK PDU 2G, METERED, ZEROU, 17.2KW, 208V, (30) C13 TAA | AP8867US | 5375
APC BY SCHNEIDER ELECTRIC | ISX0002540084-0002 ON 2025-2650718 | ISX0002540084-0002 | 81145.8
APC BY SCHNEIDER ELECTRIC | SCHEDULING UPGRADE TO 7X24 FOR MBRS | WUPGMBRS7X24-MB-00 | 699.84
APC BY SCHNEIDER ELECTRIC | APC NETSHELTER SX SERVER RACK GEN 2, 45U, 2124H X 600W X 1200D MM, WITH SIDES, W | AR3305W2 | 5260
APC BY SCHNEIDER ELECTRIC | IT-1360441 - 2025 - NEWPORT NAVAL STATION - OPTION YEAR 1 POP: 10/31/2026 - 10/3 | 2025-2510122 | 12240
APC BY SCHNEIDER ELECTRIC | IT-1360441 - 2025 - NEWPORT NAVAL STATION - OPTION YEAR 2 POP: 10/31/2027 - 10/3 | 2025-2510122 | 13320
APC BY SCHNEIDER ELECTRIC | IT-1360441 - 2025 - NEWPORT NAVAL STATION - OPTION YEAR 3 POP: 10/31/2028 - 10/3 | 2025-2510122 | 14760
APC BY SCHNEIDER ELECTRIC | IT-1404619 -NETCOM ACOFS G4 PROPERTY BOOK - AX / POP:02/05/2026 - 02/04/2029 3 Y | 2025-2666121 | 125478.58
APC BY SCHNEIDER ELECTRIC | IT-1374994 - 2026 - ARMY FORT HUACHUCA NETCOM OED | 2025-2665882 | 118871.78
APC BY SCHNEIDER ELECTRIC | (3 YR ADVANTAGE PLUS) IT-1275984 - 2025 - TETRA PAK GLOBAL IM | 2025-2667728-1 | 63364.68
APC BY SCHNEIDER ELECTRIC | (3 YR - ADVANTAGE ULTRA) IT-1275984 - 2025 - TETRA PAK GLOBAL IM | 2025-2667679 | 89695.08
APC BY SCHNEIDER ELECTRIC | APC NETSHELTER SX SERVER RACK GEN 2, 42U, 1991H X 600W X 1070D MM, WITHOUT SIDES | AR3100B2X617 | 2345
APC BY SCHNEIDER ELECTRIC | SERVICE CONTRACT- NYC MAYOR S OFFICE / 5 YEARS | 2025-2656888 | 24372.5
APC BY SCHNEIDER ELECTRIC | MODULAR UPS REVITALIZATION SERVICE FOR 1 SYMMETRA PX500 8X SYPM25KD, MBP AND DIS | WMPRS508-MP-508B | 154025
APC BY SCHNEIDER ELECTRIC | MODULAR UPS REVITALIZATION SERVICE FOR 1 SYMMETRA PX500 7X SYPM25KD, MBP AND DIS | WMPRS507-MP-507B | 140975
APC BY SCHNEIDER ELECTRIC | APC NETSHELTER SX SERVER RACK GEN 2, 52U, 2436H X 800W X 1200D MM, WITH SIDES, W | AR3388W2 | 7940
APC BY SCHNEIDER ELECTRIC | APC SMART-UPS, 2200VA, RACKMOUNT 2U, 120V, NETWORK CARD, W/ 1 NODE ITE INCLUDED | SMT2200RM2UNCITE | 3819.49
APC BY SCHNEIDER ELECTRIC | SERVICE CONTRACT-LEGAL SERVICES OF NEW JERSEY (LSNJ)-EDISON - PX / 3 YEARS | 2025-2675403 | 34137.13
APC BY SCHNEIDER ELECTRIC | ISX0002490909-0004 ON 2025-2567975-1 | ISX0002490909-0004 | 113075.78
APC BY SCHNEIDER ELECTRIC | ISX0002490913-0004 ON 2025-2506834-2 | ISX0002490913-0004 | 57714.79
APC BY SCHNEIDER ELECTRIC | 1 YEAR ECOCARE FOR SINGLE-PHASE UPS FOR OUT OF FACTORY WARRANTY SYMMETRA LX L05 | ECO1PH1YOFWSY05 | 2630
APC BY SCHNEIDER ELECTRIC | APC NETSHELTER SX SERVER RACK GEN 2, 45U, 2124H X 750W X 1200D MM, WITH SIDES, W | AR3355W2 | 6585
APC BY SCHNEIDER ELECTRIC | SCHEDULING UPGRADE TO 7X24 FOR MBRS | WUPGMBRS7X24-MB-00 | 720
APC BY SCHNEIDER ELECTRIC | ISX0002569489-0003 ON 2025-2684385 | ISX0002569489-0003 | 76555.71
APC BY SCHNEIDER ELECTRIC | APC RACK PDU, METERED, 2U, 43.6KW 400V 63A OR 34.6KW 415V 60A, (6) C13& (12) C19 | APF9896-2UX960 | 4129.65
APC BY SCHNEIDER ELECTRIC | APC RACK PDU, METERED, 1U, 22.1KW, 32A 400V OR 17.3KW 415V 30A, (3) C13& (6) C19 | APDU9886-1UX960 | 3343.05
APC BY SCHNEIDER ELECTRIC | MODULAR POWER REVITALIZATION SERVICE 9 X SYPM10KF2, FOR SYMMETRA PX2 100KVA FRAM | WMPRS9-MP2-109 | 69495
APC BY SCHNEIDER ELECTRIC | ISX0002554048-0015 ON 2025-2690766-1 | ISX0002554048-0015 | 1099494.25
APC BY SCHNEIDER ELECTRIC | ISX0002572597-0001 ON 2025-2692161 | ISX0002572597-0001 | 365283.38
APC BY SCHNEIDER ELECTRIC | MODULAR UPS REVITALIZATION SERVICE FOR 1 SYMMETRA PX500 6X SYPM25KD, MBP AND DIS | WMPRS506-MP-506B | 132105
APC BY SCHNEIDER ELECTRIC | SCHEDULING UPGRADE TO 7X24 FOR MBRS | WUPGMBRS7X24-MB-00 | 1620
APC BY SCHNEIDER ELECTRIC | ISX0002454954-0007 ON 2025-2694568 | ISX0002454954-0007 | 80583.03
APC BY SCHNEIDER ELECTRIC | ISX0002454946-0006 ON 2025-2694570 | ISX0002454946-0006 | 115007.17
APC BY SCHNEIDER ELECTRIC | ISX0002507602-0005 ON 2025-2694391 | ISX0002507602-0005 | 72146.07
APC BY SCHNEIDER ELECTRIC | ISX0002570450-0001 ON 2025-2694696 | ISX0002570450-0001 | 225480.73
APC BY SCHNEIDER ELECTRIC | SCHEDULING UPGRADE TO 7X24 FOR MPRS | WUPGMPRS7X24-MP-00 | 1305
APC BY SCHNEIDER ELECTRIC | IT-1381996 - 2026 - ANALYTICAL SERVICES, INC. POP: 01/01/2026 - 02/28/2027 | 2025-2688714 | 120865
APC BY SCHNEIDER ELECTRIC | ISX0002574198-0002-EC ON 2025-2694246-1 | ISX0002574198-0002-EC | 55034.64
APC BY SCHNEIDER ELECTRIC | ISX0002542319-0005 ON 2025-2627383-2 | ISX0002542319-0005 | 249984.61
APC BY SCHNEIDER ELECTRIC | IT-1143434 - 2025 - NOVO NORDISK PHARMACEUTICALS POP: 01/01/2026 - 12/31/2028 | 2025-2609086-2 | 382857.68
APC BY SCHNEIDER ELECTRIC | SCHEDULING UPGRADE TO 7X24 FOR MBRS | WUPGMBRS7X24-MB-00 | 954
APC BY SCHNEIDER ELECTRIC | ISX0002575311-0002 ON 2025-2698980 | ISX0002575311-0002 | 107003.41
APC BY SCHNEIDER ELECTRIC | SERVICE CONTRACT-ROCHESTER INSTITUTE OF TECHNOLOGY POP: 04/10/2026-12/31/2026 | 2025-2703370 | 497.41
APC BY SCHNEIDER ELECTRIC | SERVICE CONTRACT-ROCHESTER INSTITUTE OF TECHNOLOGY POP: 04/10/2026-12/31/2029 | 2025-2703379 | 1554.77
APC BY SCHNEIDER ELECTRIC | ISX0002558770-0004 ON 2025-2705810 | ISX0002558770-0004 | 295085.18
APC BY SCHNEIDER ELECTRIC | ISX0002507602-0006 ON 2025-2709831 | ISX0002507602-0006 | 92747.43
APC BY SCHNEIDER ELECTRIC | APC NETSHELTER SX SERVER RACK GEN 2, 42U, 1991H X 600W X 1070D MM, WITH SIDES, W | AR3100W2 | 3610
APC BY SCHNEIDER ELECTRIC | SCHEDULING UPGRADE TO 7X24 FOR MBRS | WUPGMBRS7X24-MB-00 | 1150.2
APC BY SCHNEIDER ELECTRIC | ISX0002579730-0002 ON 2025-2712547 | ISX0002579730-0002 | 73745.44
APC BY SCHNEIDER ELECTRIC | SCHEDULING UPGRADE TO 7X24 FOR MPRS UP TO 40 KVA UPS | WUPGMPRS7X24-MP-01 | 1413
APC BY SCHNEIDER ELECTRIC | SCHEDULING UPGRADE TO 7X24 FOR MBRS | WUPGMBRS7X24-MB-00 | 1312.2
APC BY SCHNEIDER ELECTRIC | ISX0002579730-0005 ON 2025-2712547-1 | ISX0002579730-0005 | 237617.6
APC BY SCHNEIDER ELECTRIC | APC SMART-UPS ULTRA ON-LINE LITHIUM ION, 5KVA/5KW, 2U RACK/TOWER, 230V | SRTL5KRM2UI | 12585.13
APC BY SCHNEIDER ELECTRIC | ISX0002507602-0007 ON 2025-2693007-1 | ISX0002507602-0007 | 89515.53
APC BY SCHNEIDER ELECTRIC | 1 YEAR IT-1014567 - 2026 - NEW YORK CITY DEPARTMENT OF CITY PLANNING | 2025-2651175 | 89243.42
APC BY SCHNEIDER ELECTRIC | APC SMART-UPS, 1500VA, LITHIUM-ION, 3U, 120V, SMARTCONNECT+NETWORK CARD, W/ 1 NO | SMTL1500RM3UCNCITE | 4486.37
APC BY SCHNEIDER ELECTRIC | APC NETSHELTER SX SERVER RACK GEN 2, 45U, 2124H X 600W X 1070D MM, WITH SIDES, W | AR3105W2 | 4120
APC BY SCHNEIDER ELECTRIC | MODULAR BATTERY REPLACEMENT SERVICE - (6) GVSBTH4 9AH FOR (1) GALAXY VS UPS OR G | WMBRS6-MB9-GVS | 30615
APC BY SCHNEIDER ELECTRIC | MODULAR UPS REVITALIZATION SERVICE FOR 1 SYMMETRA PX250 8X SYPM25KD, MBP AND DIS | WMPRS258-MP-258B | 148445